## Residential_efficiencies
Percent Savings From BAU
Service | Fuel Input | Technology | 2010 | 2015 | 2020 | 2025 | 2030 | 2035 | 2040 | 2045 | 2050 | 2055 | 2060 | 2065 | 2070 | 2075 | 2080 | 2085 | 2090 | 2095 | 2100 | Units
Space Cooling | Electricity | Air conditioning | 2010: 0%; 2015: 10.45%; 2020: 29%; 2025: 53.01%; 2030: 73.17%; 2035: 78.44%; 2040: 83.46%; 2045: 87.81%; 2050: 91.82% | Coefficient of performance, estimated as SEER / 3.79
Space Heating | Biomass | Wood furnace | [19 empty] | AFUE (Annual fuel utilization efficiency)
Space Heating | Coal | Coal furnace | [19 empty] | AFUE
Space Heating | Electricity | Electric furnace + Electric Baseboard Heating | 2010: 0%; 2015: 6.649%; 2020: 17.76%; 2025: 32.89%; 2030: 47.79%; 2035: 51.21%; 2040: 54.68%; 2045: 57.94%; 2050: 61.15% | equal to 100%
Space Heating | Electricity | Electric heat pump | 2010: 0%; 2015: 13.74%; 2020: 39.34%; 2025: 69.69%; 2030: 80.17%; 2035: 83.11%; 2040: 85.7%; 2045: 87.66%; 2050: 89.31% | Coefficient of performance, estimated as HSPF / 3.412
Space Heating | Natural Gas | Gas furnace | 2010: 0%; 2015: 6.896%; 2020: 18.42%; 2025: 34.11%; 2030: 49.56%; 2035: 53.11%; 2040: 56.71%; 2045: 60.08%; 2050: 63.41% | AFUE
Space Heating | Refined Liquids | Fuel furnace | [19 empty] | AFUE
Hot Water | Electricity | Electric heat pump water heater | 2010: 0%; 2015: 13.04%; 2020: 37.15%; 2025: 72.9%; 2030: 85.62%; 2035: 88.85%; 2040: 91.98%; 2045: 94.8%; 2050: 97.44% | Efficiency Factor (EF)
Hot Water | Electricity | Electric resistance water heater All water heaters | [19 empty] | Efficiency Factor (EF)
Hot Water | Natural Gas | Gas water heater | 2010: 0%; 2015: 13.53%; 2020: 38.52%; 2025: 75.6%; 2030: 88.79%; 2035: 92.14%; 2040: 95.38%; 2045: 98.31%; 2050: 101.1% | Efficiency Factor (EF)
Hot Water | Refined Liquids | Fuel water heater | [19 empty] | Efficiency Factor (EF)
Lighting | Electricity | Fluorescent All Lighting | 2010: 0%; 2015: 58.66%; 2020: 52.23%; 2025: 43.39%; 2030: 44.15%; 2035: 46.04%; 2040: 47.79%; 2045: 49.53%; 2050: 51.21% | Lumens per watt, divided by theoretical limit of 683 lumens per watt
Lighting | Electricity | Incandescent | [19 empty] | Lumens per watt, divided by theoretical limit of 683 lumens per watt
Lighting | Electricity | Solid state | [19 empty] | Lumens per watt, divided by theoretical limit of 683 lumens per watt
Large appliances | Electricity | Electric appliances | 2010: 0%; 2015: 4.453%; 2020: 13.47%; 2025: 25.8%; 2030: 33.51%; 2035: 35.9%; 2040: 38.14%; 2045: 40.12%; 2050: 41.95% | Indexed to 1 in 2005. Future trajectory based on projected change in weighted average UECs of constituent appliances
Large appliances | Natural Gas | Gas appliances | 2010: 0%; 2015: 4.618%; 2020: 13.97%; 2025: 26.76%; 2030: 34.75%; 2035: 37.23%; 2040: 39.55%; 2045: 41.61%; 2050: 43.5% | Indexed to 1 in 2005. Future trajectory based on projected change in weighted average UECs of constituent appliances
Large appliances | Refined Liquids | Fuel appliances | [19 empty] | Indexed to 1 in 2005. Future trajectory based on projected change in weighted average UECs of constituent appliances
Other Appliances | Electricity | Electricity | 2010: 0%; 2015: 33.08%; 2020: 55.02%; 2025: 67.36%; 2030: 70.98%; 2035: 74.21%; 2040: 76.99%; 2045: 79.4%; 2050: 81.53% | Indexed to 1 in 2005. Future trajectory based on projected change in weighted average UECs of constituent appliances
Other | Electricity | Electricity | 2010: 0%; 2015: 9.224%; 2020: 8.763%; 2025: 8.679%; 2030: 8.508%; 2035: 8.429%; 2040: 8.361%; 2045: 8.306%; 2050: 8.259% | Indexed to 1 in 2005
Other | Natural Gas | Gas | [19 empty] | Indexed to 1 in 2005
Other | Refined Liquids | Refined liquids | [19 empty] | Indexed to 1 in 2005
*Large Appliances refers to refrigerators, freezers, washing machines, clothes dryers and cooking equipment
*Other appliances refers to remaining items explicitly disaggregated in the AEO such as televisions, set-top boxes, personal computers, furnace fans, radiator pumps
Ratio of % Gas Savings to % Electricity Savings from McKinsey (p. 29)
1.037
Note on W3: Page Kyle: http://www.galpaexport.com/media/downloads/45.pdf
Note on W4: Catherine Ledna: https://en.wikipedia.org/wiki/Annual_fuel_utilization_efficiency
Note on W7: Catherine Ledna: https://en.wikipedia.org/wiki/HSPF
Note on W14: Page Kyle: https://en.wikipedia.org/wiki/Luminous_efficacy

## Commercial_efficiencies
Percent Savings From BAU
Service | Fuel Input | Technology | 2010 | 2015 | 2020 | 2025 | 2030 | 2035 | 2040 | 2045 | 2050 | 2055 | 2060 | 2065 | 2070 | 2075 | 2080 | 2085 | 2090 | 2095 | 2100 | Units
Space Cooling | Electricity | Air conditioning | 2010: 0%; 2015: 4.789%; 2020: 19.63%; 2025: 39.7%; 2030: 49.47%; 2035: 52.13%; 2040: 54.9%; 2045: 57.3%; 2050: 59.61% | Btu out / btu in
Space Cooling | Gas | Gas cooling | 2010: 0%; 2015: 3.707%; 2020: 15.2%; 2025: 30.73%; 2030: 38.3%; 2035: 40.36%; 2040: 42.5%; 2045: 44.36%; 2050: 46.15% | Btu out / btu in
Space Heating | Biomass | Wood furnace | [19 empty] | Btu out / btu in
Space Heating | Coal | Coal furnace | [19 empty] | Btu out / btu in
Space Heating | Electricity | Electric furnace (i.e., other heating) | [19 empty] | Btu out / btu in | bar: 2010 to 2050
Space Heating | Electricity | Electric heat pump | 2010: 0%; 2015: 7.879%; 2020: 31.77%; 2025: 60.45%; 2030: 69.54%; 2035: 72.11%; 2040: 74.87%; 2045: 77.23%; 2050: 79.5% | Btu out / btu in
Space Heating | Gas | Gas furnace | [19 empty] | Btu out / btu in | bar: 2010 to 2050
Space Heating | Refined liquids | Fuel boiler | [19 empty] | Btu out / btu in
Hot water | Electricity | Electric heat pump water heater | 2010: 0%; 2015: 4.934%; 2020: 14.29%; 2025: 30.35%; 2030: 35.7%; 2035: 37.93%; 2040: 40.51%; 2045: 42.94%; 2050: 45.47% | Btu out / btu in
Hot water | Electricity | Electric resistance water heater All water heaters | [19 empty] | Btu out / btu in
Hot water | Gas | Gas water heater | 2010: 0%; 2015: 3.82%; 2020: 11.06%; 2025: 23.5%; 2030: 27.64%; 2035: 29.36%; 2040: 31.37%; 2045: 33.24%; 2050: 35.2% | Btu out / btu in
Hot water | Refined liquids | Fuel water heater | [19 empty] | Btu out / btu in
Lighting | Electricity | Fluorescent All Lighting | 2010: 0%; 2015: 34%; 2020: 59.64%; 2025: 62.47%; 2030: 63.4%; 2035: 63.53%; 2040: 63.68%; 2045: 63.78%; 2050: 63.88% | Lumens per watt, divided by theoretical limit of 683 lumens per watt
Lighting | Electricity | Incandescent | [19 empty] | Lumens per watt, divided by theoretical limit of 683 lumens per watt
Lighting | Electricity | Solid state | [19 empty] | Lumens per watt, divided by theoretical limit of 683 lumens per watt
Refrigeration | Electricity | Refrigeration | 2010: 0%; 2015: 0.066%; 2020: 0.2588%; 2025: 0.4526%; 2030: 0.4939%; 2035: 0.4939%; 2040: 0.494%; 2045: 0.4941%; 2050: 0.4941% | Btu out / btu in
Ventilation | Electricity | Ventilation | 2010: 0%; 2015: 0.7292%; 2020: 2.86%; 2025: 5.002%; 2030: 5.458%; 2035: 5.459%; 2040: 5.46%; 2045: 5.461%; 2050: 5.462% | Motor efficiency (mechanical energy out / energy in)
Cooking | Electricity | Electric stove | [19 empty] | Btu out / btu in
Cooking | Gas | Gas stove | [19 empty] | Btu out / btu in
Office | Electricity | Office equipment | 2010: 0%; 2015: 15.36%; 2020: 48.82%; 2025: 50.85%; 2030: 50.8%; 2035: 50.8%; 2040: 50.8%; 2045: 50.8%; 2050: 50.8% | Indexed to 1 in 2005
Other | Electricity | Electricity | [19 empty] | Indexed to 1 in 2005 | bar: 2010 to 2050
Other | Gas | Gas | [19 empty] | Indexed to 1 in 2005 | bar: 2010 to 2050
Other | Refined liquids | Refined liquids | [19 empty] | Indexed to 1 in 2005
Ratio of % Gas Savings to % Electricity Savings from McKinsey (p. 55)
0.77419

## U.S. Totals
Residential and Commercial Energy Forecasts (GWh)
| 2010 | 2011 | 2012 | 2013 | 2014 | 2015 | 2016 | 2017 | 2018 | 2019 | 2020 | 2021 | 2022 | 2023 | 2024 | 2025 | 2026 | 2027 | 2028 | 2029 | 2030 | 2031 | 2032 | 2033 | 2034 | 2035 | 2036 | 2037 | 2038 | 2039 | 2040 | 2041 | 2042 | 2043 | 2044 | 2045 | 2046 | 2047 | 2048 | 2049 | 2050
Baseline Consumption | 2779970.8345 | 2780553.0924 | 2738186.0895 | 2731622.6792 | 2744652.8491 | 2764752.4291 | 2793751.5571 | 2832007.3083 | 2873713.7269 | 2917397.1496 | 2950496.6559 | 2987672.5569 | 3025099.0384 | 3063397.5906 | 3103162.6779 | 3144471.7929 | 3187184.8192 | 3231040.7978 | 3273854.3159 | 3315303.8334 | 3355633.5031 | 3394534.9962 | 3433812.7362 | 3474152.3405 | 3513345.0509 | 3552067.3473 | 3591818.228 | 3631216.4848 | 3670614.7417 | 3710012.9985 | 3749411.2553 | 3788809.5122 | 3828207.769 | 3867606.0259 | 3907004.2827 | 3946402.5395 | 3985800.7964 | 4025199.0532 | 4064597.3101 | 4103995.5669 | 4143393.8237
Technical Potential Savings (Cumulative) | 0 | 0 | 0 | 192938.9881 | 287285.8197 | 367168.9948 | 456330.315 | 531366.8152 | 587186.1383 | 642697.0326 | 706495.288 | 767172.7527 | 823529.894 | 880236.7036 | #REF! | 992319.622 | 1047978.7158 | 1098671.673 | 1141378.9913 | 1176655.9901 | 1205928.7448 | 1230899.3489 | 1253461.8202 | 1274630.6166 | 1294108.4896 | 1312566.244 | 1336330.9155 | 1357587.593 | 1378844.2706 | 1400100.9481 | 1421357.6257 | 1442614.3032 | 1463870.9808 | 1485127.6584 | 1506384.3359 | 1527641.0135 | 1548897.691 | 1570154.3686 | 1591411.0461 | 1612667.7237 | 1633924.4013
Technical Savings Percent (Cumulative) |  |  |  | 7.063% | 10.47% | 13.28% | 16.33% | 18.76% | 20.43% | 22.03% | 23.94% | 25.68% | 27.22% | 28.73% | #REF! | 31.56% | 32.88% | 34% | 34.86% | 35.49% | 35.94% | 36.26% | 36.5% | 36.69% | 36.83% | 36.95% | 37.2% | 37.39% | 37.56% | 37.74% | 37.91% | 38.08% | 38.24% | 38.4% | 38.56% | 38.71% | 38.86% | 39.01% | 39.15% | 39.3% | 39.43%
Economic Potential Savings (Cumulative) | -3.638e-12 | 0 | 0 | 122802.2894 | 182085.609 | 226767.3184 | 283673.1501 | 328621.2306 | 355438.13 | 381224.0663 | 410390.5185 | 435186.1524 | 454702.3262 | 473638.5057 | 496328.6147 | 518858.6123 | 543758.8136 | 568313.1525 | 588086.9335 | 603679.3221 | 615605.4105 | 625413.4783 | 634750.0723 | 644004.2881 | 652546.2329 | 660692.4242
Economic Savings Percent (Cumulative) |  |  |  | 4.496% | 6.634% | 8.202% | 10.15% | 11.6% | 12.37% | 13.07% | 13.91% | 14.57% | 15.03% | 15.46% | 15.99% | 16.5% | 17.06% | 17.59% | 17.96% | 18.21% | 18.35% | 18.42% | 18.49% | 18.54% | 18.57% | 18.6%

## Residential Baseline
All consumption in GWh
Total | 1450702.4577 | 1447334.2915 | 1414779.1368 | 1401959.7113 | 1403873.104 | 1410028.0041 | 1421998.8742 | 1440147.1855 | 1460400.9088 | 1482158.6777 | 1495294.9352 | 1512609.2831 | 1531000.0274 | 1550358.032 | 1570918.1044 | 1591926.7627 | 1613565.8588 | 1636378.504 | 1658677.9166 | 1680334.6354 | 1701977.0297 | 1722999.2446 | 1743528.7505 | 1764437.499 | 1784755.2512 | 1805064.4696 | 1825955.1042 | 1846572.6461 | 1867190.1881 | 1887807.73 | 1908425.2719 | 1929042.8139 | 1949660.3558 | 1970277.8977 | 1990895.4397 | 2011512.9816 | 2032130.5235 | 2052748.0655 | 2073365.6074 | 2093983.1493 | 2114600.6913
Aggregated for GCAM
Sector | Residential | [6 empty] | Percent
Region | National
NAICS | (All)
Energy/Demand | Energy
Potential | Baseline
Sum of Value | Column Labels
Row Labels | 2010 | 2011 | 2012 | 2013 | 2014 | 2015 | 2016 | 2017 | 2018 | 2019 | 2020 | 2021 | 2022 | 2023 | 2024 | 2025 | 2026 | 2027 | 2028 | 2029 | 2030 | 2031 | 2032 | 2033 | 2034 | 2035 | 2036 | 2037 | 2038 | 2039 | 2040 | 2041 | 2042 | 2043 | 2044 | 2045 | 2046 | 2047 | 2048 | 2049 | 2050
GWh
Space Cooling | 304110.1976 | 317118.9414 | 279227.8717 | 287895.2704 | 287671.7338 | 287551.3862 | 288186.3604 | 290794.3526 | 293822.6205 | 297118.8625 | 300200.1299 | 303338.4747 | 306422.6721 | 309679.5753 | 313039.0782 | 316532.4391 | 320105.4147 | 323686.1506 | 327234.2674 | 330765.8463 | 334211.5709 | 337511.2732 | 340676.0642 | 343848.1897 | 346802.4109 | 349697.8743 | 352972.2694 | 356071.6138 | 359170.9583 | 362270.3027 | 365369.6471 | 368468.9916 | 371568.336 | 374667.6804 | 377767.0249 | 380866.3693 | 383965.7138 | 387065.0582 | 390164.4026 | 393263.7471 | 396363.0915
Space Heating non-HP | 94855.2351 | 91458.9522 | 94046.1367 | 90883.4484 | 91307.7699 | 91754.1494 | 92245.9347 | 92870.6554 | 93546.0072 | 94105.421 | 94697.9477 | 95046.6916 | 95312.491 | 95525.2288 | 96028.6583 | 96340.3949 | 96582.0298 | 96864.3595 | 97076.0965 | 97415.7506 | 97587.487 | 97767.9315 | 97924.8761 | 98087.7049 | 98150.1673 | 98158.4641 | 98362.5474 | 98481.5308 | 98600.5143 | 98719.4978 | 98838.4813 | 98957.4648 | 99076.4482 | 99195.4317 | 99314.4152 | 99433.3987 | 99552.3822 | 99671.3657 | 99790.3491 | 99909.3326 | 100028.3161
Space Heating HP | 35304.553 | 34503.8967 | 32761.4905 | 34040.4948 | 35179.5785 | 36500.891 | 38005.9196 | 39593.5753 | 41214.6068 | 42856.7193 | 44423.2321 | 45952.9944 | 47457.2872 | 48994.0048 | 50562.7847 | 52138.76 | 53731.101 | 55303.3695 | 56829.8939 | 58326.0732 | 59817.6835 | 61268.7679 | 62654.9041 | 64041.0584 | 65376.7177 | 66680.2717 | 68108.8617 | 69480.9459 | 70853.03 | 72225.1141 | 73597.1983 | 74969.2824 | 76341.3666 | 77713.4507 | 79085.5348 | 80457.619 | 81829.7031 | 83201.7873 | 84573.8714 | 85945.9555 | 87318.0397
Hot Water Heating | 130948.6103 | 130677.8828 | 133997.3797 | 135158.5762 | 137135.8142 | 138267.9894 | 139802.8266 | 141759.361 | 143781.9482 | 145812.7566 | 147624.07 | 149306.6328 | 150890.8819 | 152395.3264 | 153775.5762 | 155070.0234 | 156442.595 | 157828.9757 | 159166.6151 | 160420.772 | 161607.1512 | 162701.2471 | 163789.746 | 164954.7421 | 166084.7649 | 167226.5661 | 168335.2986 | 169461.3736 | 170587.4486 | 171713.5235 | 172839.5985 | 173965.6735 | 175091.7484 | 176217.8234 | 177343.8984 | 178469.9733 | 179596.0483 | 180722.1233 | 181848.1982 | 182974.2732 | 184100.3482
Lighting | 201849.4139 | 193802.5752 | 190683.6831 | 170401.3168 | 162601.2365 | 158670.209 | 156457.5657 | 155551.4224 | 155364.4435 | 155570.1015 | 148007.4132 | 144891.8729 | 142805.7215 | 141382.8392 | 140378.1048 | 139695.9179 | 139363.5872 | 139271.9782 | 139308.122 | 139413.0682 | 139565.2592 | 139842.9125 | 140246.1616 | 140799.5675 | 141350.7681 | 141884.7326 | 142282.3343 | 142758.744 | 143235.1537 | 143711.5634 | 144187.9731 | 144664.3829 | 145140.7926 | 145617.2023 | 146093.612 | 146570.0217 | 147046.4315 | 147522.8412 | 147999.2509 | 148475.6606 | 148952.0703
Large Appliances | 259881.2824 | 258655.6791 | 261539.3452 | 260899.7373 | 261239.5218 | 261232.0238 | 261718.2103 | 262603.6111 | 263611.1419 | 264685.9161 | 265702.6725 | 266686.3031 | 267826.0969 | 269180.076 | 270713.6392 | 272493.2009 | 274534.6615 | 276801.9526 | 279177.5406 | 281587.9838 | 284079.7708 | 286605.7913 | 289147.9251 | 291842.2391 | 294651.875 | 297581.8265 | 300085.8557 | 302781.3655 | 305476.8753 | 308172.3851 | 310867.8949 | 313563.4048 | 316258.9146 | 318954.4244 | 321649.9342 | 324345.444 | 327040.9538 | 329736.4637 | 332431.9735 | 335127.4833 | 337822.9931
Other Appliances | 119333.6132 | 119721.9673 | 121534.8981 | 122125.0361 | 124387.3701 | 126754.1844 | 130529.1837 | 134672.2508 | 139026.0625 | 143484.8842 | 147780.1841 | 152183.2977 | 156154.8214 | 160063.6322 | 163895.7436 | 167620.433 | 171276.5182 | 174863.5633 | 178326.2008 | 181660.7901 | 184882.7729 | 187971.506 | 190962.7399 | 193957.8392 | 196879.135 | 199738.7395 | 202798.5707 | 205769.9369 | 208741.3032 | 211712.6695 | 214684.0358 | 217655.402 | 220626.7683 | 223598.1346 | 226569.5008 | 229540.8671 | 232512.2334 | 235483.5996 | 238454.9659 | 241426.3322 | 244397.6985
Other Uses | 304419.5522 | 301394.3968 | 300988.3318 | 300555.8313 | 304350.0794 | 309297.1711 | 315052.8732 | 322301.9569 | 330034.078 | 338524.0166 | 346859.2857 | 355203.0159 | 364130.0554 | 373137.3493 | 382524.5192 | 392035.5935 | 401529.9514 | 411758.1545 | 421559.1803 | 430744.3512 | 440225.3342 | 449329.8152 | 458126.3334 | 466906.1583 | 475459.4122 | 484095.9947 | 493009.3665 | 501767.1356 | 510524.9047 | 519282.6738 | 528040.4429 | 536798.212 | 545555.9811 | 554313.7502 | 563071.5193 | 571829.2884 | 580587.0575 | 589344.8266 | 598102.5957 | 606860.3648 | 615618.1339
Grand Total | 1450702.4577 | 1447334.2915 | 1414779.1368 | 1401959.7113 | 1403873.104 | 1410028.0041 | 1421998.8742 | 1440147.1855 | 1460400.9088 | 1482158.6777 | 1495294.9352 | 1512609.2831 | 1531000.0274 | 1550358.032 | 1570918.1044 | 1591926.7627 | 1613565.8588 | 1636378.504 | 1658677.9166 | 1680334.6354 | 1701977.0297 | 1722999.2446 | 1743528.7505 | 1764437.499 | 1784755.2512 | 1805064.4696 | 1825955.1042 | 1846572.6461 | 1867190.1881 | 1887807.73 | 1908425.2719 | 1929042.8139 | 1949660.3558 | 1970277.8977 | 1990895.4397 | 2011512.9816 | 2032130.5235 | 2052748.0655 | 2073365.6074 | 2093983.1493 | 2114600.6913
Sector | Residential | [6 empty] | Percent
Region | National
NAICS | (All)
Energy/Demand | Energy
Potential | Baseline
Sum of Value | Column Labels
Row Labels | 2010 | 2011 | 2012 | 2013 | 2014 | 2015 | 2016 | 2017 | 2018 | 2019 | 2020 | 2021 | 2022 | 2023 | 2024 | 2025 | 2026 | 2027 | 2028 | 2029 | 2030 | 2031 | 2032 | 2033 | 2034 | 2035 | 2036 | 2037 | 2038 | 2039 | 2040 | 2041 | 2042 | 2043 | 2044 | 2045 | 2046 | 2047 | 2048 | 2049 | 2050
Air-Source Heat Pumps | 68747.9092 | 66878.3594 | 63051.413 | 65300.6827 | 67163.4406 | 69293.9084 | 71757.2704 | 74434.1129 | 77217.1654 | 80077.8469 | 82828.4985 | 85541.0324 | 88229.4392 | 90997.1675 | 93842.5894 | 96715.7522 | 99638.3745 | 102541.9119 | 105372.0234 | 108156.8648 | 110945.3211 | 113666.4452 | 116272.1589 | 118884.0525 | 121407.5505 | 123875.3274 | 126557.0001 | 129142.2927 | 131727.5853 | 134312.8779 | 136898.1705 | 139483.4631 | 142068.7557 | 144654.0483 | 147239.3409 | 149824.6335 | 152409.9262 | 154995.2188 | 157580.5114 | 160165.804 | 162751.0966
Non-Heat Pump Electric Heating | 55345.8542 | 51207.1747 | 52411.3624 | 50615.4774 | 50734.9353 | 50898.1395 | 51141.6513 | 51531.6248 | 51978.5755 | 52424.2944 | 52788.6859 | 53100.5997 | 53363.2413 | 53573.6908 | 53746.2473 | 53895.9101 | 54063.4565 | 54230.2712 | 54389.1015 | 54529.5386 | 54643.1213 | 54709.8461 | 54729.8291 | 54762.9898 | 54741.9543 | 54675.649 | 54739.7773 | 54748.1237 | 54756.4701 | 54764.8165 | 54773.1629 | 54781.5093 | 54789.8556 | 54798.202 | 54806.5484 | 54814.8948 | 54823.2412 | 54831.5876 | 54839.934 | 54848.2804 | 54856.6268
Central AC | 235498.3931 | 250159.1383 | 220331.2585 | 226195.0214 | 225233.6226 | 224177.4068 | 223580.8466 | 224840.5296 | 226448.588 | 228255.5259 | 229979.4116 | 231769.2521 | 233531.408 | 235438.1607 | 237424.2857 | 239526.3829 | 241682.6534 | 243851.5834 | 246010.9396 | 248172.5174 | 250257.8914 | 252238.5027 | 254128.6234 | 256020.3474 | 257758.4513 | 259464.3847 | 261426.4371 | 263268.8381 | 265111.2391 | 266953.6402 | 268796.0412 | 270638.4422 | 272480.8433 | 274323.2443 | 276165.6453 | 278008.0464 | 279850.4474 | 281692.8484 | 283535.2494 | 285377.6505 | 287220.0515
Ground-Source Heat Pumps | 1861.1968 | 2129.4339 | 2471.568 | 2780.3069 | 3195.7163 | 3707.8735 | 4254.5689 | 4753.0377 | 5212.0482 | 5635.5917 | 6017.9657 | 6364.9564 | 6685.1352 | 6990.8421 | 7282.98 | 7561.7677 | 7823.8275 | 8064.8271 | 8287.7644 | 8495.2815 | 8690.0459 | 8871.0906 | 9037.6494 | 9198.0643 | 9345.885 | 9485.216 | 9660.7234 | 9819.599 | 9978.4747 | 10137.3504 | 10296.2261 | 10455.1017 | 10613.9774 | 10772.8531 | 10931.7287 | 11090.6044 | 11249.4801 | 11408.3558 | 11567.2314 | 11726.1071 | 11884.9828
Furnace Fans | 39509.3809 | 40251.7775 | 41634.7744 | 40267.971 | 40572.8345 | 40856.0099 | 41104.2835 | 41339.0306 | 41567.4317 | 41681.1266 | 41909.2618 | 41946.092 | 41949.2497 | 41951.538 | 42282.411 | 42444.4848 | 42518.5733 | 42634.0883 | 42686.995 | 42886.212 | 42944.3658 | 43058.0854 | 43195.047 | 43324.7151 | 43408.213 | 43482.8152 | 43622.7701 | 43733.4072 | 43844.0442 | 43954.6813 | 44065.3184 | 44175.9555 | 44286.5926 | 44397.2297 | 44507.8668 | 44618.5039 | 44729.141 | 44839.7781 | 44950.4151 | 45061.0522 | 45171.6893
Clothes Dryers | 56614.2324 | 55972.3763 | 56862.338 | 56842.1973 | 57233.3875 | 56552.2263 | 55898.9557 | 55334.5385 | 54852.3388 | 54403.7504 | 53924.7471 | 53450.9695 | 52985.6601 | 52546.6065 | 52114.4433 | 51729.394 | 51418.0802 | 51217.639 | 51110.8639 | 51088.8941 | 51147.7536 | 51273.9142 | 51491.5668 | 51829.694 | 52235.4463 | 52718.6716 | 52890.5724 | 53207.0671 | 53523.5617 | 53840.0564 | 54156.551 | 54473.0457 | 54789.5404 | 55106.035 | 55422.5297 | 55739.0244 | 56055.519 | 56372.0137 | 56688.5083 | 57005.003 | 57321.4977
Clothes Washers | 9559.7675 | 9450.7297 | 9536.8633 | 9496.8161 | 9519.0357 | 9499.1051 | 9470.8551 | 9446.3119 | 9425.1183 | 9410.5481 | 9426.2821 | 9479.0485 | 9578.2405 | 9720.8236 | 9874.9939 | 10030.4652 | 10186.4087 | 10322.1256 | 10435.7571 | 10528.1929 | 10613.4534 | 10703.7337 | 10796.7637 | 10896.1613 | 10994.5359 | 11091.5475 | 11185.5934 | 11281.6584 | 11377.7234 | 11473.7884 | 11569.8534 | 11665.9184 | 11761.9834 | 11858.0484 | 11954.1134 | 12050.1783 | 12146.2433 | 12242.3083 | 12338.3733 | 12434.4383 | 12530.5033
Cooking | 31195.1508 | 31438.9158 | 32046.7587 | 32190.3553 | 32576.3034 | 33075.8913 | 33633.2431 | 34212.8819 | 34780.5114 | 35338.1181 | 35880.9547 | 36406.6201 | 36929.5582 | 37459.5767 | 38000.2989 | 38545.4973 | 39089.6354 | 39623.503 | 40142.7839 | 40653.2884 | 41163.5443 | 41665.9026 | 42155.2365 | 42645.7879 | 43141.2706 | 43641.6839 | 44132.973 | 44627.4688 | 45121.9646 | 45616.4605 | 46110.9563 | 46605.4521 | 47099.9479 | 47594.4437 | 48088.9395 | 48583.4354 | 49077.9312 | 49572.427 | 50066.9228 | 50561.4186 | 51055.9145
Dishwashers | 29308.4463 | 29203.615 | 29472.1397 | 29281.4345 | 29331.9093 | 29505.0928 | 29768.4322 | 30087.7762 | 30364.6924 | 30600.0308 | 30786.9896 | 30914.7954 | 31072.3041 | 31247.8001 | 31443.9587 | 31731.7024 | 32105.5634 | 32548.2254 | 33055.9941 | 33561.987 | 34073.7943 | 34585.8774 | 35086.1716 | 35587.4872 | 36094.2285 | 36606.2489 | 37107.8322 | 37613.222 | 38118.6117 | 38624.0015 | 39129.3913 | 39634.7811 | 40140.1708 | 40645.5606 | 41150.9504 | 41656.3402 | 42161.7299 | 42667.1197 | 43172.5095 | 43677.8993 | 44183.289
Freezers | 24136.3731 | 24205.416 | 24588.6811 | 24630.3808 | 24531.8917 | 24524.2333 | 24568.7265 | 24647.2222 | 24728.9598 | 24810.0691 | 24890.6575 | 24962.4468 | 25032.5131 | 25109.2097 | 25192.2945 | 25268.4115 | 25350.7279 | 25431.8619 | 25509.7516 | 25588.2735 | 25672.7188 | 25760.4519 | 25848.5127 | 25941.4081 | 26043.3605 | 26153.928 | 26238.1634 | 26333.811 | 26429.4587 | 26525.1063 | 26620.754 | 26716.4016 | 26812.0493 | 26907.6969 | 27003.3445 | 27098.9922 | 27194.6398 | 27290.2875 | 27385.9351 | 27481.5828 | 27577.2304
Lighting | 201849.4139 | 193802.5752 | 190683.6831 | 170401.3168 | 162601.2365 | 158670.209 | 156457.5657 | 155551.4224 | 155364.4435 | 155570.1015 | 148007.4132 | 144891.8729 | 142805.7215 | 141382.8392 | 140378.1048 | 139695.9179 | 139363.5872 | 139271.9782 | 139308.122 | 139413.0682 | 139565.2592 | 139842.9125 | 140246.1616 | 140799.5675 | 141350.7681 | 141884.7326 | 142282.3343 | 142758.744 | 143235.1537 | 143711.5634 | 144187.9731 | 144664.3829 | 145140.7926 | 145617.2023 | 146093.612 | 146570.0217 | 147046.4315 | 147522.8412 | 147999.2509 | 148475.6606 | 148952.0703
Other Uses | 304419.5522 | 301394.3968 | 300988.3318 | 300555.8313 | 304350.0794 | 309297.1711 | 315052.8732 | 322301.9569 | 330034.078 | 338524.0166 | 346859.2857 | 355203.0159 | 364130.0554 | 373137.3493 | 382524.5192 | 392035.5935 | 401529.9514 | 411758.1545 | 421559.1803 | 430744.3512 | 440225.3342 | 449329.8152 | 458126.3334 | 466906.1583 | 475459.4122 | 484095.9947 | 493009.3665 | 501767.1356 | 510524.9047 | 519282.6738 | 528040.4429 | 536798.212 | 545555.9811 | 554313.7502 | 563071.5193 | 571829.2884 | 580587.0575 | 589344.8266 | 598102.5957 | 606860.3648 | 615618.1339
Personal Computers | 50310.9934 | 51848.675 | 53221.9315 | 54271.1644 | 56465.5658 | 58547.9225 | 61870.975 | 65319.4869 | 68838.2402 | 72357.5393 | 75712.4156 | 79149.7114 | 82117.4019 | 84985.0361 | 87728.2402 | 90307.4153 | 92707.2891 | 94942.6232 | 97011.508 | 98928.5504 | 100692.203 | 102332.2006 | 103846.0489 | 105285.2218 | 106648.3571 | 107951.7335 | 109527.8236 | 110975.9749 | 112424.1262 | 113872.2775 | 115320.4288 | 116768.58 | 118216.7313 | 119664.8826 | 121113.0339 | 122561.1852 | 124009.3365 | 125457.4877 | 126905.639 | 128353.7903 | 129801.9416
Refrigerators | 109067.3123 | 108384.6264 | 109032.5644 | 108458.5533 | 108046.9943 | 108075.475 | 108377.9977 | 108874.8805 | 109459.5213 | 110123.3995 | 110793.0416 | 111472.4228 | 112227.8209 | 113096.0594 | 114087.6498 | 115187.7305 | 116384.246 | 117658.5976 | 118922.3901 | 120167.348 | 121408.5065 | 122615.9115 | 123769.6739 | 124941.7006 | 126143.0332 | 127369.7467 | 128530.7213 | 129718.1382 | 130905.5551 | 132092.9721 | 133280.389 | 134467.8059 | 135655.2228 | 136842.6398 | 138030.0567 | 139217.4736 | 140404.8905 | 141592.3075 | 142779.7244 | 143967.1413 | 145154.5582
Room AC | 33307.2515 | 32455.9064 | 26135.1227 | 27659.7542 | 27258.5327 | 26873.0884 | 26599.5942 | 26360.2477 | 26159.4258 | 26006.6173 | 25797.4863 | 25616.2283 | 25433.9769 | 25247.4098 | 25052.0078 | 24867.2962 | 24691.6603 | 24531.1978 | 24393.4339 | 24267.2558 | 24135.996 | 24004.0026 | 23892.5367 | 23786.7838 | 23667.2419 | 23553.2179 | 23436.9706 | 23321.8299 | 23206.6891 | 23091.5484 | 22976.4077 | 22861.2669 | 22746.1262 | 22630.9855 | 22515.8447 | 22400.704 | 22285.5633 | 22170.4225 | 22055.2818 | 21940.1411 | 21825.0003
Televisions | 69022.6198 | 67873.2922 | 68312.9666 | 67853.8717 | 67921.8043 | 68206.2619 | 68658.2087 | 69352.7639 | 70187.8223 | 71127.345 | 72067.7685 | 73033.5862 | 74037.4195 | 75078.5961 | 76167.5035 | 77313.0177 | 78569.2291 | 79920.9401 | 81314.6928 | 82732.2397 | 84190.5699 | 85639.3054 | 87116.691 | 88672.6174 | 90230.7779 | 91787.006 | 93270.747 | 94793.962 | 96317.177 | 97840.392 | 99363.607 | 100886.822 | 102410.037 | 103933.252 | 105456.467 | 106979.6819 | 108502.8969 | 110026.1119 | 111549.3269 | 113072.5419 | 114595.7569
Water Heating | 130948.6103 | 130677.8828 | 133997.3797 | 135158.5762 | 137135.8142 | 138267.9894 | 139802.8266 | 141759.361 | 143781.9482 | 145812.7566 | 147624.07 | 149306.6328 | 150890.8819 | 152395.3264 | 153775.5762 | 155070.0234 | 156442.595 | 157828.9757 | 159166.6151 | 160420.772 | 161607.1512 | 162701.2471 | 163789.746 | 164954.7421 | 166084.7649 | 167226.5661 | 168335.2986 | 169461.3736 | 170587.4486 | 171713.5235 | 172839.5985 | 173965.6735 | 175091.7484 | 176217.8234 | 177343.8984 | 178469.9733 | 179596.0483 | 180722.1233 | 181848.1982 | 182974.2732 | 184100.3482
Grand Total | 1450702.4577 | 1447334.2915 | 1414779.1368 | 1401959.7113 | 1403873.104 | 1410028.0041 | 1421998.8742 | 1440147.1855 | 1460400.9088 | 1482158.6777 | 1495294.9352 | 1512609.2831 | 1531000.0274 | 1550358.032 | 1570918.1044 | 1591926.7627 | 1613565.8588 | 1636378.504 | 1658677.9166 | 1680334.6354 | 1701977.0297 | 1722999.2446 | 1743528.7505 | 1764437.499 | 1784755.2512 | 1805064.4696 | 1825955.1042 | 1846572.6461 | 1867190.1881 | 1887807.73 | 1908425.2719 | 1929042.8139 | 1949660.3558 | 1970277.8977 | 1990895.4397 | 2011512.9816 | 2032130.5235 | 2052748.0655 | 2073365.6074 | 2093983.1493 | 2114600.6913
Sector | Residential | [6 empty] | Percent
Region | Midwest
NAICS | (All)
Energy/Demand | Energy
Potential | Baseline
Sum of Value | Column Labels
Row Labels | 2010 | 2011 | 2012 | 2013 | 2014 | 2015 | 2016 | 2017 | 2018 | 2019 | 2020 | 2021 | 2022 | 2023 | 2024 | 2025 | 2026 | 2027 | 2028 | 2029 | 2030 | 2031 | 2032 | 2033 | 2034 | 2035 | 2036 | 2037 | 2038 | 2039 | 2040 | 2041 | 2042 | 2043 | 2044 | 2045 | 2046 | 2047 | 2048 | 2049 | 2050
Air-Source Heat Pumps | 4447.6361 | 4300.4542 | 4058.8269 | 4023.4869 | 4039.9786 | 4053.1775 | 4068.9728 | 4101.2153 | 4145.2934 | 4190.9046 | 4237.7188 | 4284.3305 | 4327.4203 | 4371.9703 | 4416.723 | 4462.9351 | 4513.8561 | 4567.596 | 4619.791 | 4672.1364 | 4721.5303 | 4770.5281 | 4817.8872 | 4864.6354 | 4906.5483 | 4945.0937 | 4994.9664 | 5039.8986 | 5084.8308 | 5129.7629 | 5174.6951 | 5219.6273 | 5264.5595 | 5309.4916 | 5354.4238 | 5399.356 | 5444.2881 | 5489.2203 | 5534.1525 | 5579.0846 | 5624.0168
Non-Heat Pump Electric Heating | 12000.034 | 11971.1824 | 12170.3161 | 11639.4765 | 11632.5494 | 11625.816 | 11631.0678 | 11676.3999 | 11752.3242 | 11834.4434 | 11907.5208 | 11979.3443 | 12039.2845 | 12084.9681 | 12123.9038 | 12159.782 | 12202.1432 | 12251.0958 | 12302.0086 | 12351.5648 | 12397.5061 | 12438.4775 | 12478.5733 | 12516.8671 | 12542.4695 | 12557.7019 | 12603.7241 | 12636.6169 | 12669.5098 | 12702.4026 | 12735.2954 | 12768.1882 | 12801.0811 | 12833.9739 | 12866.8667 | 12899.7595 | 12932.6524 | 12965.5452 | 12998.438 | 13031.3308 | 13064.2237
Central AC | 43633.5822 | 44871.3312 | 39161.8268 | 39881.9272 | 39554.6851 | 39244.7361 | 38898.0618 | 38975.7212 | 39139.2732 | 39322.3199 | 39549.1842 | 39779.3334 | 39990.7431 | 40237.4599 | 40480.6823 | 40739.0123 | 41031.0048 | 41342.1402 | 41637.049 | 41940.7962 | 42209.326 | 42497.9825 | 42762.1115 | 43007.7886 | 43225.659 | 43433.9253 | 43711.3025 | 43955.6369 | 44199.9713 | 44444.3057 | 44688.6401 | 44932.9744 | 45177.3088 | 45421.6432 | 45665.9776 | 45910.312 | 46154.6464 | 46398.9808 | 46643.3151 | 46887.6495 | 47131.9839
Ground-Source Heat Pumps | 544.5964 | 592.4351 | 702.5053 | 764.1313 | 867.1689 | 995.0983 | 1129.5132 | 1254.6738 | 1372.9261 | 1483.2623 | 1585.8314 | 1680.3538 | 1768.0708 | 1853.028 | 1934.9922 | 2014.3843 | 2090.8451 | 2162.7588 | 2229.0055 | 2291.38 | 2349.1761 | 2404.5252 | 2456.0282 | 2505.4868 | 2551.9778 | 2595.8124 | 2649.6675 | 2698.9532 | 2748.2389 | 2797.5245 | 2846.8102 | 2896.0958 | 2945.3815 | 2994.6671 | 3043.9528 | 3093.2384 | 3142.5241 | 3191.8097 | 3241.0954 | 3290.381 | 3339.6667
Furnace Fans | 14708.9536 | 15337.1239 | 15657.0666 | 15053.5343 | 15128.4256 | 15180.5763 | 15208.1634 | 15230.2229 | 15252.6235 | 15269.8657 | 15274.3085 | 15256.9108 | 15224.0375 | 15201.6434 | 15205.7375 | 15220.8972 | 15237.9235 | 15251.8224 | 15270.5828 | 15292.1581 | 15304.8538 | 15316.0982 | 15329.4952 | 15324.9181 | 15303.9311 | 15284.9479 | 15296.6466 | 15292.6293 | 15288.6119 | 15284.5945 | 15280.5772 | 15276.5598 | 15272.5425 | 15268.5251 | 15264.5077 | 15260.4904 | 15256.473 | 15252.4557 | 15248.4383 | 15244.4209 | 15240.4036
Clothes Dryers | 12153.8085 | 11841.7125 | 11956.3548 | 11888.8507 | 11865.1243 | 11617.8312 | 11363.4734 | 11136.8057 | 10943.7434 | 10761.7476 | 10582.8413 | 10413.9052 | 10246.6398 | 10084.4081 | 9926.363 | 9780.7075 | 9654.1872 | 9553.064 | 9471.752 | 9408.029 | 9360.0863 | 9330.1305 | 9320.9318 | 9333.8511 | 9359.4128 | 9400.8125 | 9381.3105 | 9390.0076 | 9398.7046 | 9407.4017 | 9416.0987 | 9424.7958 | 9433.4928 | 9442.1899 | 9450.8869 | 9459.584 | 9468.281 | 9476.9781 | 9485.6751 | 9494.3722 | 9503.0692
Clothes Washers | 2259.2575 | 2229.9085 | 2241.403 | 2225.438 | 2219.1345 | 2202.9222 | 2182.7377 | 2161.9084 | 2141.1873 | 2121.4521 | 2107.9719 | 2102.7289 | 2107.9867 | 2122.1927 | 2138.505 | 2154.0959 | 2169.0671 | 2179.5492 | 2185.184 | 2185.9964 | 2186.4831 | 2189.2888 | 2194.2435 | 2201.4316 | 2208.2254 | 2214.6098 | 2219.5102 | 2225.3568 | 2231.2034 | 2237.05 | 2242.8966 | 2248.7433 | 2254.5899 | 2260.4365 | 2266.2831 | 2272.1297 | 2277.9763 | 2283.8229 | 2289.6696 | 2295.5162 | 2301.3628
Cooking | 6493.1503 | 6504.3287 | 6594.0394 | 6595.6877 | 6631.9952 | 6680.1602 | 6733.399 | 6787.6574 | 6839.6853 | 6890.2216 | 6938.8735 | 6985.6752 | 7032.1211 | 7079.4486 | 7127.9956 | 7177.0231 | 7225.9405 | 7273.6519 | 7319.647 | 7364.5283 | 7409.1011 | 7452.5891 | 7494.395 | 7535.0442 | 7575.8805 | 7617.0637 | 7659.0459 | 7700.4841 | 7741.9223 | 7783.3604 | 7824.7986 | 7866.2368 | 7907.675 | 7949.1132 | 7990.5514 | 8031.9895 | 8073.4277 | 8114.8659 | 8156.3041 | 8197.7423 | 8239.1805
Dishwashers | 6455.333 | 6394.6362 | 6425.5959 | 6359.3991 | 6333.8872 | 6325.8238 | 6331.8193 | 6346.5287 | 6352.142 | 6349.5953 | 6337.848 | 6316.0181 | 6301.1498 | 6289.4069 | 6280.8677 | 6290.9541 | 6318.8482 | 6361.7333 | 6418.4512 | 6475.0578 | 6532.5105 | 6590.8308 | 6647.2246 | 6702.4309 | 6757.6589 | 6812.9561 | 6869.7272 | 6925.6677 | 6981.6082 | 7037.5488 | 7093.4893 | 7149.4299 | 7205.3704 | 7261.3109 | 7317.2515 | 7373.192 | 7429.1325 | 7485.0731 | 7541.0136 | 7596.9542 | 7652.8947
Freezers | 6976.7375 | 6955.6369 | 7022.6253 | 7005.7278 | 6941.0544 | 6892.8998 | 6854.5828 | 6823.7059 | 6794.2846 | 6765.5699 | 6738.0559 | 6709.9459 | 6682.1908 | 6656.1378 | 6631.5144 | 6604.8308 | 6580.2831 | 6556.5512 | 6533.3506 | 6511.2517 | 6490.8618 | 6472.1328 | 6454.6185 | 6437.6943 | 6422.7418 | 6409.8567 | 6390.9721 | 6374.6829 | 6358.3937 | 6342.1045 | 6325.8153 | 6309.526 | 6293.2368 | 6276.9476 | 6260.6584 | 6244.3692 | 6228.08 | 6211.7908 | 6195.5016 | 6179.2124 | 6162.9231
Lighting | 45203.438 | 42788.2411 | 41875.0148 | 37227.89 | 35246.8141 | 34077.9984 | 33267.3678 | 32773.5621 | 32483.0224 | 32293.4934 | 30567.9129 | 29779.3513 | 29197.226 | 28745.2447 | 28381.3901 | 28086.072 | 27866.4914 | 27706.7137 | 27579.4551 | 27477.9168 | 27391.0561 | 27339.9356 | 27322.5716 | 27327.5225 | 27327.1221 | 27324.4026 | 27302.0927 | 27291.6139 | 27281.1351 | 27270.6563 | 27260.1776 | 27249.6988 | 27239.22 | 27228.7412 | 27218.2624 | 27207.7837 | 27197.3049 | 27186.8261 | 27176.3473 | 27165.8685 | 27155.3898
Other Uses | 70163.3936 | 68270.3254 | 67947.4595 | 67348.6067 | 67714.7499 | 68186.2621 | 68880.8637 | 69911.5667 | 71152.9151 | 72568.5464 | 74040.8159 | 75520.0564 | 77109.9766 | 78688.9949 | 80367.9251 | 82077.9429 | 83783.8822 | 85665.6509 | 87483.1084 | 89194.9423 | 90977.1494 | 92713.8727 | 94415.3284 | 96115.6258 | 97772.601 | 99475.0599 | 101181.543 | 102877.7154 | 104573.8879 | 106270.0603 | 107966.2327 | 109662.4051 | 111358.5775 | 113054.75 | 114750.9224 | 116447.0948 | 118143.2672 | 119839.4397 | 121535.6121 | 123231.7845 | 124927.9569
Personal Computers | 10965.2716 | 11244.8015 | 11488.4147 | 11674.1133 | 12083.1195 | 12448.1151 | 13064.2221 | 13695.0311 | 14333.3712 | 14964.6167 | 15556.7705 | 16160.81 | 16663.6359 | 17139.619 | 17583.6271 | 17989.1646 | 18355.5699 | 18688.0776 | 18987.459 | 19255.9925 | 19491.8307 | 19702.1713 | 19888.4285 | 20056.2654 | 20206.5036 | 20343.1639 | 20541.8105 | 20711.4534 | 20881.0962 | 21050.7391 | 21220.3819 | 21390.0248 | 21559.6676 | 21729.3105 | 21898.9533 | 22068.5962 | 22238.239 | 22407.8819 | 22577.5247 | 22747.1676 | 22916.8104
Refrigerators | 25890.8755 | 25609.1825 | 25663.9841 | 25448.7334 | 25234.2023 | 25097.1549 | 25011.368 | 24966.3711 | 24945.2576 | 24946.2073 | 24952.8833 | 24967.4483 | 25001.9222 | 25062.1373 | 25149.7511 | 25262.8944 | 25400.3341 | 25560.1282 | 25721.5884 | 25880.675 | 26037.9621 | 26188.6703 | 26329.2259 | 26469.8977 | 26614.2468 | 26761.8048 | 26903.9627 | 27047.866 | 27191.7693 | 27335.6726 | 27479.5759 | 27623.4791 | 27767.3824 | 27911.2857 | 28055.189 | 28199.0922 | 28342.9955 | 28486.8988 | 28630.8021 | 28774.7054 | 28918.6086
Room AC | 5456.3462 | 4924.8226 | 3992.2788 | 4123.7834 | 4054.8048 | 3996.7574 | 3939.2838 | 3897.8914 | 3866.0356 | 3838.1694 | 3814.1204 | 3790.3424 | 3764.854 | 3740.6436 | 3715.2742 | 3692.3539 | 3673.1836 | 3657.2898 | 3642.011 | 3631.0303 | 3614.3908 | 3602.0231 | 3589.7838 | 3577.8937 | 3563.6239 | 3548.6496 | 3537.1481 | 3524.1254 | 3511.1028 | 3498.0801 | 3485.0574 | 3472.0347 | 3459.012 | 3445.9894 | 3432.9667 | 3419.944 | 3406.9213 | 3393.8986 | 3380.876 | 3367.8533 | 3354.8306
Televisions | 15750.2767 | 15281.6037 | 15303.7568 | 15148.3465 | 15050.1083 | 14974.9813 | 14928.379 | 14944.3263 | 15012.7065 | 15110.6812 | 15216.2774 | 15339.6356 | 15465.9749 | 15593.1176 | 15727.4972 | 15872.1601 | 16038.3257 | 16226.7544 | 16426.2254 | 16634.9444 | 16851.2488 | 17070.3241 | 17301.446 | 17543.0421 | 17780.395 | 18016.3224 | 18246.8474 | 18481.0525 | 18715.2575 | 18949.4626 | 19183.6676 | 19417.8727 | 19652.0777 | 19886.2828 | 20120.4878 | 20354.6929 | 20588.8979 | 20823.103 | 21057.308 | 21291.5131 | 21525.7181
Water Heating | 22861.3011 | 22610.5825 | 23128.3225 | 23296.9633 | 23516.4181 | 23564.1804 | 23644.2058 | 23801.0803 | 23996.6508 | 24196.0206 | 24373.4751 | 24547.868 | 24700.2483 | 24833.4186 | 24947.9723 | 25052.9676 | 25176.3732 | 25310.6229 | 25441.5054 | 25562.9115 | 25669.3612 | 25763.8324 | 25858.5956 | 25954.8303 | 26039.8064 | 26128.9516 | 26224.7738 | 26316.8341 | 26408.8943 | 26500.9546 | 26593.0148 | 26685.0751 | 26777.1353 | 26869.1956 | 26961.2558 | 27053.3161 | 27145.3763 | 27237.4366 | 27329.4968 | 27421.5571 | 27513.6173
Grand Total | 305963.9918 | 301728.3089 | 295389.7913 | 289706.0961 | 288114.2202 | 287164.4912 | 287137.4814 | 288484.6683 | 290523.4421 | 292907.1174 | 293782.4097 | 295614.0582 | 297623.4825 | 299783.8397 | 302140.7216 | 304638.1776 | 307318.2589 | 310315.2006 | 313268.1743 | 316131.3113 | 318994.4341 | 321843.4131 | 324660.8887 | 327475.2256 | 330158.804 | 332871.1348 | 335715.0514 | 338490.5946 | 341266.1379 | 344041.6811 | 346817.2244 | 349592.7676 | 352368.3108 | 355143.8541 | 357919.3973 | 360694.9406 | 363470.4838 | 366246.0271 | 369021.5703 | 371797.1135 | 374572.6568
Sector | Residential
Region | Northeast
NAICS | (All)
Energy/Demand | Energy
Potential | Baseline
Sum of Value | Column Labels
Row Labels | 2010 | 2011 | 2012 | 2013 | 2014 | 2015 | 2016 | 2017 | 2018 | 2019 | 2020 | 2021 | 2022 | 2023 | 2024 | 2025 | 2026 | 2027 | 2028 | 2029 | 2030 | 2031 | 2032 | 2033 | 2034 | 2035 | 2036 | 2037 | 2038 | 2039 | 2040 | 2041 | 2042 | 2043 | 2044 | 2045 | 2046 | 2047 | 2048 | 2049 | 2050
Air-Source Heat Pumps | 1486.3678 | 1565.1422 | 1607.5354 | 1756.4888 | 1892.8762 | 2026.5944 | 2165.2049 | 2307.9809 | 2452.7141 | 2594.0843 | 2726.8879 | 2858.9528 | 2986.8508 | 3112.1741 | 3230.346 | 3342.0339 | 3454.6549 | 3566.6425 | 3672.4466 | 3771.0259 | 3868.2795 | 3961.499 | 4051.0964 | 4132.2359 | 4203.2187 | 4268.4098 | 4361.4849 | 4441.6834 | 4521.882 | 4602.0806 | 4682.2791 | 4762.4777 | 4842.6763 | 4922.8749 | 5003.0734 | 5083.272 | 5163.4706 | 5243.6691 | 5323.8677 | 5404.0663 | 5484.2649
Non-Heat Pump Electric Heating | 3787.5125 | 3810.2718 | 4065.2559 | 3845.3978 | 3858.5565 | 3870.3445 | 3881.6046 | 3898.9582 | 3914.4622 | 3924.174 | 3928.9774 | 3927.0156 | 3920.5586 | 3908.7788 | 3889.1617 | 3863.698 | 3841.0703 | 3823.756 | 3805.8837 | 3785.2281 | 3763.5669 | 3742.5612 | 3719.6591 | 3693.7861 | 3661.4317 | 3626.6242 | 3605.874 | 3578.6176 | 3551.3611 | 3524.1047 | 3496.8483 | 3469.5918 | 3442.3354 | 3415.079 | 3387.8225 | 3360.5661 | 3333.3096 | 3306.0532 | 3278.7968 | 3251.5403 | 3224.2839
Central AC | 11454.4887 | 15309.6748 | 12434.2824 | 13773.0389 | 13689.1311 | 13579.0828 | 13527.8477 | 13620.6746 | 13737.1917 | 13898.0197 | 13987.3149 | 14103.6827 | 14212.6383 | 14335.2615 | 14429.0997 | 14506.7927 | 14596.5927 | 14693.5636 | 14796.2554 | 14869.3315 | 14962.4963 | 15036.5598 | 15127.7149 | 15183.5063 | 15223.6315 | 15264.1763 | 15345.5548 | 15406.2807 | 15467.0066 | 15527.7325 | 15588.4584 | 15649.1843 | 15709.9102 | 15770.6361 | 15831.3619 | 15892.0878 | 15952.8137 | 16013.5396 | 16074.2655 | 16134.9914 | 16195.7173
Ground-Source Heat Pumps | 152.8935 | 179.1452 | 213.2333 | 242.5601 | 277.4861 | 320.9253 | 368.5504 | 411.5043 | 451.7024 | 489.6901 | 523.3086 | 554.5683 | 583.2812 | 611.0119 | 636.6176 | 660.0327 | 682.6954 | 703.9587 | 723.7077 | 741.0382 | 758.2445 | 774.0936 | 789.5726 | 803.5196 | 816.113 | 828.0864 | 843.8598 | 857.8373 | 871.8149 | 885.7925 | 899.77 | 913.7476 | 927.7251 | 941.7027 | 955.6803 | 969.6578 | 983.6354 | 997.613 | 1011.5905 | 1025.5681 | 1039.5457
Furnace Fans | 10746.6464 | 11218.3199 | 11858.0991 | 11336.2212 | 11347.1144 | 11345.7299 | 11335.2901 | 11322.2276 | 11304.4109 | 11277.0986 | 11338.1908 | 11295.1466 | 11232.2784 | 11189.7005 | 11388.5591 | 11414.6639 | 11391.9872 | 11369.1297 | 11348.6414 | 11412.9971 | 11413.8557 | 11389.6146 | 11369.0117 | 11366.2762 | 11351.1788 | 11321.9607 | 11310.8978 | 11294.3973 | 11277.8967 | 11261.3962 | 11244.8957 | 11228.3952 | 11211.8947 | 11195.3942 | 11178.8936 | 11162.3931 | 11145.8926 | 11129.3921 | 11112.8916 | 11096.3911 | 11079.8905
Clothes Dryers | 7218.9893 | 7122.6732 | 7199.5956 | 7196.0513 | 7239.2522 | 7146.383 | 7046.6862 | 6945.5342 | 6847.2848 | 6747.9764 | 6638.6564 | 6530.1561 | 6420.8527 | 6313.1177 | 6198.4876 | 6086.0651 | 5985.6518 | 5904.1225 | 5834.8527 | 5776.8512 | 5733.3869 | 5703.7269 | 5688.9058 | 5683.3396 | 5683.8921 | 5696.398 | 5673.2734 | 5666.1301 | 5658.9868 | 5651.8435 | 5644.7002 | 5637.5569 | 5630.4136 | 5623.2703 | 5616.127 | 5608.9838 | 5601.8405 | 5594.6972 | 5587.5539 | 5580.4106 | 5573.2673
Clothes Washers | 1551.1298 | 1507.643 | 1501.4964 | 1480.6826 | 1466.0521 | 1450.9318 | 1432.5916 | 1413.3155 | 1395.8184 | 1379.9915 | 1369.2875 | 1365.0731 | 1368.88 | 1383.4796 | 1401.9661 | 1420.229 | 1438.6704 | 1453.6024 | 1465.0144 | 1472.9173 | 1475.9774 | 1478.58 | 1481.1014 | 1483.5136 | 1485.5959 | 1487.3715 | 1490.0664 | 1492.3644 | 1494.6624 | 1496.9604 | 1499.2584 | 1501.5564 | 1503.8545 | 1506.1525 | 1508.4505 | 1510.7485 | 1513.0465 | 1515.3446 | 1517.6426 | 1519.9406 | 1522.2386
Cooking | 3766.7458 | 3784.2284 | 3833.0209 | 3834.618 | 3854.5308 | 3880.589 | 3909.7665 | 3939.7556 | 3968.3255 | 3995.8484 | 4022.0858 | 4047.1753 | 4071.4754 | 4095.4127 | 4119.072 | 4142.1592 | 4164.6817 | 4186.1067 | 4206.6501 | 4226.694 | 4246.6373 | 4266.2177 | 4285.121 | 4303.4591 | 4321.9304 | 4340.7104 | 4359.5968 | 4378.3352 | 4397.0735 | 4415.8118 | 4434.5502 | 4453.2885 | 4472.0268 | 4490.7651 | 4509.5035 | 4528.2418 | 4546.9801 | 4565.7185 | 4584.4568 | 4603.1951 | 4621.9335
Dishwashers | 4546.8442 | 4510.8328 | 4514.1862 | 4460.8673 | 4432.7783 | 4414.7057 | 4405.3359 | 4401.4477 | 4392.3749 | 4377.5618 | 4355.6803 | 4325.7508 | 4299.6934 | 4274.9299 | 4251.7537 | 4239.5659 | 4239.3416 | 4249.891 | 4271.5039 | 4293.7098 | 4317.0587 | 4341.4464 | 4365.0975 | 4387.9426 | 4411.102 | 4434.731 | 4458.247 | 4481.6805 | 4505.114 | 4528.5476 | 4551.9811 | 4575.4146 | 4598.8481 | 4622.2816 | 4645.7151 | 4669.1487 | 4692.5822 | 4716.0157 | 4739.4492 | 4762.8827 | 4786.3162
Freezers | 2867.814 | 2866.5371 | 2893.4884 | 2885.1594 | 2859.8545 | 2841.3985 | 2826.8263 | 2815.1043 | 2804.0026 | 2793.1052 | 2782.5965 | 2771.7367 | 2760.6541 | 2750.1053 | 2739.9812 | 2728.8114 | 2718.2739 | 2707.7199 | 2697.2788 | 2687.2456 | 2677.9496 | 2669.3736 | 2661.3034 | 2653.4563 | 2646.4922 | 2640.4481 | 2631.7706 | 2624.2278 | 2616.685 | 2609.1422 | 2601.5994 | 2594.0565 | 2586.5137 | 2578.9709 | 2571.4281 | 2563.8853 | 2556.3424 | 2548.7996 | 2541.2568 | 2533.714 | 2526.1712
Lighting | 33765.4706 | 32279.8209 | 31504.8694 | 28322.3857 | 27017.4808 | 26304.8002 | 25849.2657 | 25582.2416 | 25408.2082 | 25276.8686 | 23920.2629 | 23270.0435 | 22786.6212 | 22396.8752 | 22043.0812 | 21722.751 | 21464.6582 | 21264.7987 | 21089.0711 | 20927.9482 | 20785.9902 | 20679.3995 | 20601.0041 | 20525.9656 | 20434.8358 | 20348.3626 | 20262.9062 | 20177.2815 | 20091.6567 | 20006.0319 | 19920.4072 | 19834.7824 | 19749.1576 | 19663.5328 | 19577.9081 | 19492.2833 | 19406.6585 | 19321.0337 | 19235.409 | 19149.7842 | 19064.1594
Other Uses | 40721.5847 | 40707.5102 | 40361.2329 | 40034.6131 | 40138.0697 | 40299.9096 | 40568.8295 | 41188.8665 | 41803.8762 | 42435.0696 | 43031.4853 | 43666.2511 | 44333.5696 | 44954.9171 | 45568.5896 | 46142.1127 | 46694.3863 | 47369.8761 | 47996.9442 | 48548.3444 | 49115.8308 | 49741.776 | 50342.6227 | 50901.7783 | 51428.4545 | 51956.5078 | 52563.4193 | 53129.7786 | 53696.138 | 54262.4973 | 54828.8566 | 55395.2159 | 55961.5752 | 56527.9346 | 57094.2939 | 57660.6532 | 58227.0125 | 58793.3719 | 59359.7312 | 59926.0905 | 60492.4498
Personal Computers | 8726.12 | 8958.2711 | 9131.483 | 9271.4349 | 9582.6904 | 9855.7698 | 10324.2544 | 10802.5304 | 11284.7091 | 11759.5991 | 12201.7229 | 12653.6641 | 13023.5253 | 13368.9523 | 13686.8572 | 13972.104 | 14224.5317 | 14449.8024 | 14649.1047 | 14824.3369 | 14974.17 | 15106.1466 | 15220.537 | 15320.713 | 15407.8899 | 15484.8198 | 15608.2449 | 15709.9208 | 15811.5967 | 15913.2725 | 16014.9484 | 16116.6243 | 16218.3001 | 16319.976 | 16421.6519 | 16523.3277 | 16625.0036 | 16726.6795 | 16828.3553 | 16930.0312 | 17031.7071
Refrigerators | 19571.944 | 19360.455 | 19315.6127 | 19114.5186 | 18914.7896 | 18765.1246 | 18652.0431 | 18569.0547 | 18504.0268 | 18455.7915 | 18412.1676 | 18375.2908 | 18350.99 | 18342.7975 | 18351.2305 | 18375.6737 | 18416.9878 | 18474.5999 | 18534.3982 | 18593.1028 | 18650.9071 | 18705.159 | 18753.8577 | 18802.5378 | 18854.199 | 18909.0928 | 18957.9651 | 19009.0145 | 19060.0639 | 19111.1133 | 19162.1627 | 19213.2121 | 19264.2615 | 19315.3109 | 19366.3603 | 19417.4097 | 19468.4591 | 19519.5085 | 19570.5579 | 19621.6073 | 19672.6567
Room AC | 9059.7625 | 7792.6851 | 5607.3491 | 6605.4388 | 6521.5395 | 6439.591 | 6398.8708 | 6339.2154 | 6292.4836 | 6270.9358 | 6206.5925 | 6163.2694 | 6116.3784 | 6073.0114 | 6017.0125 | 5956.1027 | 5905.1078 | 5862.258 | 5825.3967 | 5780.5441 | 5747.6909 | 5709.448 | 5683.2917 | 5645.7443 | 5604.6535 | 5566.2194 | 5533.5791 | 5497.5994 | 5461.6198 | 5425.6401 | 5389.6604 | 5353.6808 | 5317.7011 | 5281.7214 | 5245.7417 | 5209.7621 | 5173.7824 | 5137.8027 | 5101.823 | 5065.8434 | 5029.8637
Televisions | 12367.6359 | 12112.9785 | 12110.0876 | 12012.86 | 11987.4955 | 11987.7432 | 12007.495 | 12060.9585 | 12125.5571 | 12193.7854 | 12263.6823 | 12330.6476 | 12401.3165 | 12469.4226 | 12528.971 | 12584.9304 | 12659.4057 | 12758.5731 | 12865.3845 | 12975.8547 | 13093.3298 | 13219.195 | 13352.9663 | 13487.4814 | 13610.3973 | 13734.8828 | 13867.9641 | 13996.9895 | 14126.0148 | 14255.0402 | 14384.0655 | 14513.0908 | 14642.1162 | 14771.1415 | 14900.1669 | 15029.1922 | 15158.2176 | 15287.2429 | 15416.2682 | 15545.2936 | 15674.3189
Water Heating | 13027.7978 | 13229.1269 | 13778.9716 | 14150.1259 | 14564.7697 | 14865.0313 | 15162.684 | 15463.4354 | 15737.0295 | 15971.4688 | 16152.4007 | 16310.8336 | 16446.6307 | 16558.7395 | 16625.9764 | 16661.2726 | 16700.6484 | 16747.602 | 16783.9111 | 16807.7525 | 16820.4235 | 16824.9222 | 16823.6207 | 16801.5791 | 16758.6239 | 16719.8244 | 16719.1058 | 16698.422 | 16677.7382 | 16657.0545 | 16636.3707 | 16615.6869 | 16595.0032 | 16574.3194 | 16553.6356 | 16532.9518 | 16512.2681 | 16491.5843 | 16470.9005 | 16450.2168 | 16429.533
Grand Total | 184819.7474 | 186315.3161 | 181929.7999 | 180322.4624 | 179644.4673 | 179394.6545 | 179863.1468 | 181082.8052 | 182424.1778 | 183841.0688 | 183861.3002 | 184549.2581 | 185316.1948 | 186138.6876 | 187106.7632 | 187818.9989 | 188579.346 | 189586.0033 | 190566.4453 | 191494.9221 | 192405.795 | 193349.719 | 194316.4838 | 195176.8346 | 195903.6402 | 196628.626 | 197593.81 | 198440.5606 | 199287.3111 | 200134.0617 | 200980.8122 | 201827.5628 | 202674.3133 | 203521.0639 | 204367.8144 | 205214.565 | 206061.3155 | 206908.0661 | 207754.8166 | 208601.5672 | 209448.3177
Sector | Residential
Region | South
NAICS | (All)
Energy/Demand | Energy
Potential | Baseline
Sum of Value | Column Labels
Row Labels | 2010 | 2011 | 2012 | 2013 | 2014 | 2015 | 2016 | 2017 | 2018 | 2019 | 2020 | 2021 | 2022 | 2023 | 2024 | 2025 | 2026 | 2027 | 2028 | 2029 | 2030 | 2031 | 2032 | 2033 | 2034 | 2035 | 2036 | 2037 | 2038 | 2039 | 2040 | 2041 | 2042 | 2043 | 2044 | 2045 | 2046 | 2047 | 2048 | 2049 | 2050
Air-Source Heat Pumps | 57033.7146 | 55245.8957 | 51318.7859 | 53060.8609 | 54554.7503 | 56288.149 | 58312.2208 | 60503.7766 | 62770.4951 | 65107.9382 | 67340.3967 | 69527.7157 | 71704.5876 | 73956.8701 | 76287.0081 | 78634.386 | 81010.9792 | 83365.4126 | 85662.2636 | 87922.3727 | 90192.9047 | 92421.1339 | 94541.7481 | 96648.971 | 98665.5994 | 100641.4344 | 102826.9587 | 104915.0521 | 107003.1454 | 109091.2388 | 111179.3322 | 113267.4255 | 115355.5189 | 117443.6123 | 119531.7056 | 121619.799 | 123707.8924 | 125795.9857 | 127884.0791 | 129972.1725 | 132060.2658
Non-Heat Pump Electric Heating | 28794.7567 | 24251.6844 | 25071.7557 | 24795.0955 | 24871.9443 | 24987.271 | 25160.1397 | 25421.1207 | 25698.8665 | 25975.2974 | 26210.4289 | 26418.8782 | 26606.757 | 26770.0347 | 26909.6979 | 27031.627 | 27156.2195 | 27273.3554 | 27386.8598 | 27509.7397 | 27631.0341 | 27723.4871 | 27775.3191 | 27825.2454 | 27842.6921 | 27838.742 | 27917.3613 | 27958.6779 | 27999.9945 | 28041.3111 | 28082.6277 | 28123.9443 | 28165.2609 | 28206.5775 | 28247.8941 | 28289.2106 | 28330.5272 | 28371.8438 | 28413.1604 | 28454.477 | 28495.7936
Central AC | 152912.7864 | 155548.5672 | 133747.9465 | 135629.3779 | 135113.4441 | 134455.0088 | 134222.4042 | 134829.4135 | 135612.6744 | 136519.9315 | 137366.4693 | 138201.562 | 139071.8942 | 140021.8092 | 141069.9931 | 142215.1733 | 143348.7127 | 144469.9653 | 145643.0252 | 146853.3169 | 148013.255 | 149128.2134 | 150167.5229 | 151230.9759 | 152153.3871 | 153077.1008 | 154174.2295 | 155187.321 | 156200.4125 | 157213.504 | 158226.5955 | 159239.687 | 160252.7785 | 161265.87 | 162278.9615 | 163292.053 | 164305.1445 | 165318.236 | 166331.3275 | 167344.419 | 168357.5105
Ground-Source Heat Pumps | 943.0551 | 1123.3195 | 1280.341 | 1462.6818 | 1706.6877 | 2004.969 | 2323.6942 | 2612.3235 | 2873.8849 | 3112.8368 | 3325.6842 | 3515.6027 | 3690.829 | 3856.5689 | 4014.9038 | 4165.3192 | 4303.7226 | 4428.8532 | 4545.2779 | 4654.076 | 4756.1106 | 4850.3354 | 4935.2605 | 5016.9769 | 5089.9618 | 5158.6043 | 5249.1813 | 5329.5546 | 5409.9279 | 5490.3011 | 5570.6744 | 5651.0476 | 5731.4209 | 5811.7942 | 5892.1674 | 5972.5407 | 6052.9139 | 6133.2872 | 6213.6605 | 6294.0337 | 6374.407
Furnace Fans | 8056.7568 | 7330.4264 | 7625.1156 | 7635.0447 | 7752.7855 | 7881.8132 | 8016.6526 | 8146.1197 | 8273.5263 | 8290.8287 | 8356.7472 | 8365.7111 | 8383.1098 | 8365.2267 | 8390.6132 | 8401.0677 | 8368.7276 | 8386.775 | 8331.502 | 8335.2844 | 8268.1537 | 8286.8086 | 8338.8652 | 8386.4504 | 8423.7341 | 8462.749 | 8504.2607 | 8545.1561 | 8586.0514 | 8626.9468 | 8667.8422 | 8708.7376 | 8749.633 | 8790.5284 | 8831.4237 | 8872.3191 | 8913.2145 | 8954.1099 | 8995.0053 | 9035.9007 | 9076.7961
Clothes Dryers | 27306.187 | 27121.3157 | 27614.7637 | 27644.5887 | 27878.1597 | 27583.9909 | 27329.0817 | 27132.0531 | 26964.3246 | 26815.8249 | 26650.2269 | 26479.3869 | 26317.519 | 26171.2878 | 26031.2533 | 25909.364 | 25813.5869 | 25767.9171 | 25771.6324 | 25826.1714 | 25924.1625 | 26053.9032 | 26220.2101 | 26436.7332 | 26677.9826 | 26956.7914 | 27103.4877 | 27310.685 | 27517.8824 | 27725.0797 | 27932.277 | 28139.4743 | 28346.6716 | 28553.8689 | 28761.0662 | 28968.2635 | 29175.4608 | 29382.6581 | 29589.8554 | 29797.0528 | 30004.2501
Clothes Washers | 3690.986 | 3672.9935 | 3725.304 | 3725.1052 | 3755.1418 | 3764.7538 | 3774.4343 | 3787.984 | 3802.4354 | 3819.1133 | 3847.8441 | 3890.716 | 3951.283 | 4026.1307 | 4104.3477 | 4183.7448 | 4264.005 | 4336.4033 | 4399.9991 | 4455.3813 | 4510.1496 | 4566.8036 | 4623.8564 | 4683.5893 | 4743.1091 | 4802.1701 | 4859.8215 | 4918.3573 | 4976.893 | 5035.4288 | 5093.9646 | 5152.5003 | 5211.0361 | 5269.5718 | 5328.1076 | 5386.6434 | 5445.1791 | 5503.7149 | 5562.2506 | 5620.7864 | 5679.3222
Cooking | 15357.25 | 15518.1461 | 15855.3995 | 15957.3136 | 16201.0499 | 16518.4434 | 16874.3191 | 17245.4897 | 17610.1337 | 17968.5891 | 18317.7473 | 18655.7157 | 18991.9784 | 19332.726 | 19680.367 | 20030.8685 | 20380.4778 | 20723.4914 | 21057.148 | 21384.9938 | 21712.4708 | 22034.8868 | 22349.1494 | 22665.1193 | 22984.4397 | 23306.7431 | 23622.4006 | 23940.5717 | 24258.7429 | 24576.914 | 24895.0852 | 25213.2563 | 25531.4275 | 25849.5986 | 26167.7698 | 26485.9409 | 26804.1121 | 27122.2832 | 27440.4544 | 27758.6255 | 28076.7967
Dishwashers | 11585.6618 | 11587.7493 | 11736.3499 | 11696.5453 | 11770.9994 | 11909.5728 | 12093.458 | 12304.6702 | 12498.1721 | 12672.5581 | 12824.6933 | 12949.5752 | 13086.3137 | 13231.4988 | 13386.8468 | 13580.942 | 13811.5285 | 14070.033 | 14354.2137 | 14636.4265 | 14920.6898 | 15203.3283 | 15479.8064 | 15758.1742 | 16039.6769 | 16323.9798 | 16601.329 | 16881.4393 | 17161.5497 | 17441.6601 | 17721.7705 | 18001.8809 | 18281.9913 | 18562.1017 | 18842.2121 | 19122.3225 | 19402.4329 | 19682.5433 | 19962.6537 | 20242.7641 | 20522.8745
Freezers | 9444.4604 | 9508.2403 | 9696.9512 | 9745.7118 | 9744.535 | 9790.6145 | 9865.1068 | 9956.7156 | 10048.9694 | 10139.5872 | 10228.0252 | 10310.5588 | 10391.6366 | 10474.8668 | 10560.476 | 10642.9168 | 10727.3683 | 10810.3981 | 10890.7451 | 10970.2834 | 11051.7933 | 11133.6682 | 11214.5495 | 11298.1368 | 11385.4275 | 11476.0571 | 11555.9572 | 11640.5339 | 11725.1106 | 11809.6873 | 11894.264 | 11978.8407 | 12063.4174 | 12147.9941 | 12232.5708 | 12317.1475 | 12401.7242 | 12486.3009 | 12570.8776 | 12655.4543 | 12740.031
Lighting | 77683.8327 | 75127.7975 | 74311.7191 | 66401.2845 | 63484.653 | 62136.7038 | 61521.7965 | 61458.5403 | 61647.8811 | 61996.3422 | 59178.0129 | 58136.9225 | 57515.9338 | 57173.1069 | 57002.883 | 56948.2204 | 57015.1198 | 57162.1632 | 57361.3336 | 57617.5695 | 57904.4471 | 58238.6139 | 58594.1501 | 58986.4588 | 59362.9645 | 59735.0401 | 60095.445 | 60464.54 | 60833.635 | 61202.73 | 61571.825 | 61940.92 | 62310.0151 | 62679.1101 | 63048.2051 | 63417.3001 | 63786.3951 | 64155.4901 | 64524.5851 | 64893.6802 | 65262.7752
Other Uses | 150490.702 | 150104.1276 | 150191.1916 | 151053.8151 | 154105.6879 | 157931.7471 | 162089.6773 | 166698.5088 | 171524.0449 | 176810.0818 | 181959.9488 | 187011.1263 | 192458.8651 | 198051.5761 | 203872.4795 | 209760.9155 | 215631.5596 | 221884.348 | 227892.6118 | 233593.9874 | 239529.4178 | 245151.1443 | 250540.3331 | 255853.8829 | 260929.8253 | 266065.4966 | 271544.682 | 276839.8245 | 282134.967 | 287430.1094 | 292725.2519 | 298020.3944 | 303315.5369 | 308610.6794 | 313905.8218 | 319200.9643 | 324496.1068 | 329791.2493 | 335086.3917 | 340381.5342 | 345676.6767
Personal Computers | 19615.0788 | 20283.0195 | 20891.9455 | 21356.0209 | 22306.9871 | 23244.6336 | 24694.7606 | 26210.6493 | 27764.8281 | 29328.5359 | 30831.9605 | 32373.3714 | 33730.5397 | 35057.8917 | 36344.4914 | 37571.3791 | 38728.4825 | 39817.4256 | 40835.549 | 41789.9527 | 42682.2708 | 43522.1458 | 44306.2644 | 45061.7499 | 45787.9478 | 46490.7173 | 47301.3617 | 48061.2224 | 48821.0831 | 49580.9438 | 50340.8044 | 51100.6651 | 51860.5258 | 52620.3865 | 53380.2472 | 54140.1078 | 54899.9685 | 55659.8292 | 56419.6899 | 57179.5506 | 57939.4112
Refrigerators | 39736.4355 | 39623.3616 | 39991.2093 | 39891.4057 | 39891.6781 | 40094.5309 | 40418.8595 | 40820.6104 | 41249.2767 | 41700.7111 | 42146.7985 | 42587.3725 | 43053.5255 | 43562.6356 | 44119.9565 | 44717.2799 | 45347.3606 | 46000.1708 | 46642.6416 | 47274.3497 | 47904.2514 | 48518.7156 | 49108.7032 | 49709.6633 | 50325.1811 | 50952.7453 | 51546.1593 | 52153.6686 | 52761.1779 | 53368.6872 | 53976.1965 | 54583.7058 | 55191.2151 | 55798.7244 | 56406.2338 | 57013.7431 | 57621.2524 | 58228.7617 | 58836.271 | 59443.7803 | 60051.2896
Room AC | 16539.4559 | 17441.5413 | 14138.0209 | 14328.9696 | 14071.913 | 13800.011 | 13592.6894 | 13415.1582 | 13250.2088 | 13102.5997 | 12943.7138 | 12788.5005 | 12640.05 | 12482.9871 | 12327.1728 | 12181.6205 | 12030.8713 | 11881.8639 | 11753.1827 | 11640.9897 | 11521.0894 | 11405.6618 | 11295.0702 | 11195.0965 | 11085.1387 | 10978.2908 | 10869.171 | 10761.2985 | 10653.426 | 10545.5536 | 10437.6811 | 10329.8086 | 10221.9362 | 10114.0637 | 10006.1912 | 9898.3188 | 9790.4463 | 9682.5738 | 9574.7014 | 9466.8289 | 9358.9564
Televisions | 26234.1158 | 25987.5242 | 26291.876 | 26178.7763 | 26290.9188 | 26514.1222 | 26825.326 | 27250.0179 | 27718.8856 | 28232.0636 | 28745.4061 | 29267.0488 | 29809.4284 | 30378.2552 | 30971.6277 | 31583.3664 | 32234.8087 | 32919.473 | 33621.1241 | 34350.3305 | 35110.5584 | 35864.4513 | 36613.0277 | 37380.5985 | 38143.1782 | 38908.287 | 39662.5896 | 40422.3723 | 41182.155 | 41941.9377 | 42701.7204 | 43461.5031 | 44221.2858 | 44981.0685 | 45740.8512 | 46500.6339 | 47260.4166 | 48020.1993 | 48779.982 | 49539.7647 | 50299.5474
Water Heating | 74869.1071 | 74640.6713 | 76446.8615 | 76904.1571 | 77912.5544 | 78488.5786 | 79387.2229 | 80586.9205 | 81817.3969 | 83086.6668 | 84249.4466 | 85329.1683 | 86366.5615 | 87373.592 | 88322.6226 | 89216.7092 | 90140.0667 | 91058.5984 | 91948.8029 | 92821.9578 | 93683.8728 | 94501.5122 | 95302.429 | 96141.2689 | 96950.9738 | 97769.8717 | 98586.71 | 99404.3449 | 100221.9797 | 101039.6146 | 101857.2494 | 102674.8842 | 103492.5191 | 104310.1539 | 105127.7888 | 105945.4236 | 106763.0584 | 107580.6933 | 108398.3281 | 109215.963 | 110033.5978
Grand Total | 720294.3426 | 714116.3809 | 689935.5369 | 687466.7545 | 691413.89 | 697394.9136 | 706501.8436 | 718380.0722 | 731126.0047 | 744679.5064 | 754523.5502 | 765808.9325 | 777770.8123 | 790287.0645 | 803396.7403 | 816774.9001 | 830313.5972 | 844356.6473 | 858097.9126 | 871637.1836 | 885316.6319 | 898604.8136 | 911406.2653 | 924279.0913 | 936591.2199 | 948944.8208 | 962021.1061 | 974734.62 | 987448.134 | 1000161.648 | 1012875.162 | 1025588.676 | 1038302.1899 | 1051015.7039 | 1063729.2179 | 1076442.7319 | 1089156.2459 | 1101869.7598 | 1114583.2738 | 1127296.7878 | 1140010.3018
Sector | Residential
Region | West
NAICS | (All)
Energy/Demand | Energy
Potential | Baseline
Sum of Value | Column Labels
Row Labels | 2010 | 2011 | 2012 | 2013 | 2014 | 2015 | 2016 | 2017 | 2018 | 2019 | 2020 | 2021 | 2022 | 2023 | 2024 | 2025 | 2026 | 2027 | 2028 | 2029 | 2030 | 2031 | 2032 | 2033 | 2034 | 2035 | 2036 | 2037 | 2038 | 2039 | 2040 | 2041 | 2042 | 2043 | 2044 | 2045 | 2046 | 2047 | 2048 | 2049 | 2050
Air-Source Heat Pumps | 5780.1907 | 5766.8673 | 6066.2648 | 6459.8462 | 6675.8355 | 6925.9876 | 7210.8719 | 7521.1401 | 7848.6627 | 8184.9198 | 8523.4951 | 8870.0333 | 9210.5804 | 9556.1529 | 9908.5123 | 10276.3973 | 10658.8843 | 11042.2607 | 11417.5221 | 11791.3298 | 12162.6065 | 12513.2842 | 12861.4271 | 13238.2103 | 13632.1841 | 14020.3895 | 14373.5901 | 14745.6586 | 15117.7271 | 15489.7956 | 15861.8641 | 16233.9326 | 16606.0011 | 16978.0696 | 17350.1381 | 17722.2066 | 18094.2751 | 18466.3436 | 18838.4121 | 19210.4806 | 19582.5491
Non-Heat Pump Electric Heating | 10763.551 | 11174.036 | 11104.0347 | 10335.5076 | 10371.8852 | 10414.7079 | 10468.8392 | 10535.146 | 10612.9226 | 10690.3796 | 10741.7588 | 10775.3616 | 10796.6412 | 10809.9092 | 10823.4839 | 10840.8031 | 10864.0235 | 10882.064 | 10894.3494 | 10883.0061 | 10851.0142 | 10805.3203 | 10756.2777 | 10727.0913 | 10695.3611 | 10652.5809 | 10612.8179 | 10574.2113 | 10535.6047 | 10496.9981 | 10458.3915 | 10419.7849 | 10381.1783 | 10342.5717 | 10303.9651 | 10265.3586 | 10226.752 | 10188.1454 | 10149.5388 | 10110.9322 | 10072.3256
Central AC | 27497.5359 | 34429.5651 | 34987.2028 | 36910.6773 | 36876.3623 | 36898.5791 | 36932.5328 | 37414.7203 | 37959.4486 | 38515.2548 | 39076.4432 | 39684.674 | 40256.1324 | 40843.6302 | 41444.5106 | 42065.4047 | 42706.3432 | 43345.9143 | 43934.61 | 44509.0727 | 45072.8141 | 45575.747 | 46071.274 | 46598.0766 | 47155.7737 | 47689.1823 | 48195.3503 | 48719.5996 | 49243.8488 | 49768.098 | 50292.3473 | 50816.5965 | 51340.8458 | 51865.095 | 52389.3443 | 52913.5935 | 53437.8428 | 53962.092 | 54486.3413 | 55010.5905 | 55534.8398
Ground-Source Heat Pumps | 220.6518 | 234.5342 | 275.4885 | 310.9337 | 344.3736 | 386.881 | 432.8111 | 474.5361 | 513.5347 | 549.8025 | 583.1416 | 614.4316 | 642.9542 | 670.2333 | 696.4664 | 722.0315 | 746.5643 | 769.2563 | 789.7733 | 808.7873 | 826.5146 | 842.1364 | 856.7881 | 872.081 | 887.8323 | 902.7128 | 918.0147 | 933.2539 | 948.4931 | 963.7323 | 978.9715 | 994.2107 | 1009.4499 | 1024.6891 | 1039.9283 | 1055.1675 | 1070.4067 | 1085.6458 | 1100.885 | 1116.1242 | 1131.3634
Furnace Fans | 5997.0242 | 6365.9073 | 6494.493 | 6243.1708 | 6344.509 | 6447.8905 | 6544.1774 | 6640.4604 | 6736.8711 | 6843.3336 | 6940.0153 | 7028.3235 | 7109.824 | 7194.9674 | 7297.5012 | 7407.856 | 7519.9349 | 7626.3612 | 7736.2689 | 7845.7724 | 7957.5027 | 8065.564 | 8157.6751 | 8247.0704 | 8329.3691 | 8413.1576 | 8510.965 | 8601.2246 | 8691.4842 | 8781.7437 | 8872.0033 | 8962.2629 | 9052.5225 | 9142.7821 | 9233.0416 | 9323.3012 | 9413.5608 | 9503.8204 | 9594.08 | 9684.3396 | 9774.5991
Clothes Dryers | 9935.2477 | 9886.6749 | 10091.6238 | 10112.7066 | 10250.8513 | 10204.0212 | 10159.7143 | 10120.1456 | 10096.986 | 10078.2016 | 10053.0225 | 10027.5213 | 10000.6486 | 9977.7928 | 9958.3393 | 9953.2574 | 9964.6544 | 9992.5354 | 10032.6268 | 10077.8424 | 10130.1179 | 10186.1536 | 10261.5191 | 10375.7701 | 10514.1588 | 10664.6697 | 10732.5008 | 10840.2444 | 10947.988 | 11055.7316 | 11163.4752 | 11271.2188 | 11378.9623 | 11486.7059 | 11594.4495 | 11702.1931 | 11809.9367 | 11917.6803 | 12025.4239 | 12133.1675 | 12240.9111
Clothes Washers | 2058.3941 | 2040.1848 | 2068.6599 | 2065.5903 | 2078.7073 | 2080.4973 | 2081.0914 | 2083.104 | 2085.6772 | 2089.9912 | 2101.1786 | 2120.5304 | 2150.0907 | 2189.0206 | 2230.1751 | 2272.3956 | 2314.6662 | 2352.5707 | 2385.5595 | 2413.898 | 2440.8433 | 2469.0613 | 2497.5623 | 2527.6268 | 2557.6055 | 2587.3961 | 2616.1953 | 2645.5799 | 2674.9645 | 2704.3491 | 2733.7337 | 2763.1183 | 2792.5029 | 2821.8876 | 2851.2722 | 2880.6568 | 2910.0414 | 2939.426 | 2968.8106 | 2998.1952 | 3027.5798
Cooking | 5578.0047 | 5632.2126 | 5764.299 | 5802.736 | 5888.7275 | 5996.6987 | 6115.7585 | 6239.9791 | 6362.3669 | 6483.459 | 6602.2482 | 6718.0539 | 6833.9832 | 6951.9894 | 7072.8644 | 7195.4465 | 7318.5354 | 7440.253 | 7559.3389 | 7677.0723 | 7795.3351 | 7912.209 | 8026.5711 | 8142.1652 | 8259.02 | 8377.1667 | 8491.9297 | 8608.0779 | 8724.226 | 8840.3742 | 8956.5223 | 9072.6705 | 9188.8186 | 9304.9668 | 9421.1149 | 9537.2631 | 9653.4112 | 9769.5594 | 9885.7075 | 10001.8557 | 10118.0038
Dishwashers | 6720.6073 | 6710.3967 | 6796.0077 | 6764.6229 | 6794.2445 | 6854.9904 | 6937.8191 | 7035.1296 | 7122.0034 | 7200.3156 | 7268.768 | 7323.4513 | 7385.1472 | 7451.9645 | 7524.4905 | 7620.2405 | 7735.845 | 7866.5681 | 8011.8253 | 8156.7929 | 8303.5352 | 8450.2719 | 8594.0431 | 8738.9396 | 8885.7907 | 9034.5819 | 9178.529 | 9324.4344 | 9470.3397 | 9616.245 | 9762.1504 | 9908.0557 | 10053.961 | 10199.8663 | 10345.7717 | 10491.677 | 10637.5823 | 10783.4877 | 10929.393 | 11075.2983 | 11221.2036
Freezers | 4847.3612 | 4875.0016 | 4975.6162 | 4993.7818 | 4986.4477 | 4999.3204 | 5022.2106 | 5051.6964 | 5081.7032 | 5111.8068 | 5141.9799 | 5170.2054 | 5198.0316 | 5228.0997 | 5260.323 | 5291.8526 | 5324.8026 | 5357.1927 | 5388.377 | 5419.4928 | 5452.1142 | 5485.2772 | 5518.0412 | 5552.1207 | 5588.699 | 5627.566 | 5659.4635 | 5694.3664 | 5729.2694 | 5764.1724 | 5799.0753 | 5833.9783 | 5868.8813 | 5903.7842 | 5938.6872 | 5973.5902 | 6008.4932 | 6043.3961 | 6078.2991 | 6113.2021 | 6148.105
Lighting | 45196.6725 | 43606.7157 | 42992.08 | 38449.7566 | 36852.2887 | 36150.7065 | 35819.1356 | 35737.0784 | 35825.3317 | 36003.3972 | 34341.2245 | 33705.5556 | 33305.9404 | 33067.6124 | 32950.7505 | 32938.8745 | 33017.3179 | 33138.3027 | 33278.2622 | 33389.6336 | 33483.7658 | 33584.9634 | 33728.4359 | 33959.6206 | 34225.8457 | 34476.9273 | 34621.8904 | 34825.3086 | 35028.7269 | 35232.1451 | 35435.5634 | 35638.9817 | 35842.3999 | 36045.8182 | 36249.2364 | 36452.6547 | 36656.073 | 36859.4912 | 37062.9095 | 37266.3277 | 37469.746
Other Uses | 43043.8719 | 42312.4335 | 42488.4478 | 42118.7964 | 42391.5718 | 42879.2522 | 43513.5027 | 44503.0149 | 45553.2418 | 46710.3189 | 47827.0356 | 49005.5821 | 50227.6441 | 51441.8612 | 52715.525 | 54054.6224 | 55420.1233 | 56838.2795 | 58186.5159 | 59407.0772 | 60602.9362 | 61723.0222 | 62828.0492 | 64034.8713 | 65328.5313 | 66598.9305 | 67719.7222 | 68919.8171 | 70119.9119 | 71320.0068 | 72520.1017 | 73720.1966 | 74920.2914 | 76120.3863 | 77320.4812 | 78520.5761 | 79720.6709 | 80920.7658 | 82120.8607 | 83320.9556 | 84521.0504
Personal Computers | 11004.523 | 11362.583 | 11710.0883 | 11969.5953 | 12492.7687 | 12999.4041 | 13787.7379 | 14611.2761 | 15455.3319 | 16304.7875 | 17121.9617 | 17961.8659 | 18699.701 | 19418.5731 | 20113.2645 | 20774.7677 | 21398.705 | 21987.3177 | 22539.3952 | 23058.2683 | 23543.9315 | 24001.7368 | 24430.819 | 24846.4934 | 25246.0158 | 25633.0325 | 26076.4064 | 26493.3783 | 26910.3502 | 27327.3221 | 27744.294 | 28161.2659 | 28578.2378 | 28995.2096 | 29412.1815 | 29829.1534 | 30246.1253 | 30663.0972 | 31080.0691 | 31497.041 | 31914.0128
Refrigerators | 23868.0573 | 23791.6272 | 24061.7582 | 24003.8955 | 24006.3243 | 24118.6646 | 24295.7271 | 24518.8442 | 24760.9602 | 25020.6895 | 25281.1922 | 25542.3112 | 25821.3832 | 26128.489 | 26466.7117 | 26831.8824 | 27219.5634 | 27623.6986 | 28023.7619 | 28419.2205 | 28815.3859 | 29203.3666 | 29577.8872 | 29959.6018 | 30349.4063 | 30746.1037 | 31122.6342 | 31507.5891 | 31892.5441 | 32277.499 | 32662.4539 | 33047.4088 | 33432.3638 | 33817.3187 | 34202.2736 | 34587.2286 | 34972.1835 | 35357.1384 | 35742.0934 | 36127.0483 | 36512.0032
Room AC | 2251.6869 | 2296.8575 | 2397.4739 | 2601.5625 | 2610.2754 | 2636.729 | 2668.7502 | 2707.9827 | 2750.6979 | 2794.9124 | 2833.0596 | 2874.116 | 2912.6946 | 2950.7677 | 2992.5484 | 3037.2192 | 3082.4976 | 3129.7861 | 3172.8435 | 3214.6916 | 3252.8248 | 3286.8696 | 3324.391 | 3368.0493 | 3413.8258 | 3460.0581 | 3497.0724 | 3538.8065 | 3580.5406 | 3622.2747 | 3664.0087 | 3705.7428 | 3747.4769 | 3789.211 | 3830.9451 | 3872.6792 | 3914.4132 | 3956.1473 | 3997.8814 | 4039.6155 | 4081.3496
Televisions | 14670.5915 | 14491.1857 | 14607.2461 | 14513.8889 | 14593.2817 | 14729.4151 | 14897.0087 | 15097.4612 | 15330.6732 | 15590.8148 | 15842.4027 | 16096.2543 | 16360.6997 | 16637.8007 | 16939.4075 | 17272.5608 | 17636.689 | 18016.1396 | 18401.9588 | 18771.1101 | 19135.4329 | 19485.335 | 19849.251 | 20261.4955 | 20696.8073 | 21127.5139 | 21493.3459 | 21893.5478 | 22293.7497 | 22693.9516 | 23094.1535 | 23494.3554 | 23894.5573 | 24294.7592 | 24694.961 | 25095.1629 | 25495.3648 | 25895.5667 | 26295.7686 | 26695.9705 | 27096.1724
Water Heating | 20190.4043 | 20197.5022 | 20643.224 | 20807.3299 | 21142.0719 | 21350.1991 | 21608.7139 | 21907.9248 | 22230.871 | 22558.6004 | 22848.7477 | 23118.7629 | 23377.4413 | 23629.5762 | 23879.0049 | 24139.074 | 24425.5067 | 24712.1524 | 24992.3957 | 25228.1502 | 25433.4938 | 25610.9803 | 25805.1007 | 26057.0637 | 26335.3607 | 26607.9184 | 26804.709 | 27041.7727 | 27278.8363 | 27515.8999 | 27752.9636 | 27990.0272 | 28227.0909 | 28464.1545 | 28701.2182 | 28938.2818 | 29175.3455 | 29412.4091 | 29649.4727 | 29886.5364 | 30123.6
Grand Total | 239624.3759 | 245174.2855 | 247524.0087 | 244464.3983 | 244700.5266 | 246073.9448 | 248496.4025 | 252199.6398 | 256327.2841 | 260730.9851 | 263127.6752 | 266637.0343 | 270289.5378 | 274148.4403 | 278273.8792 | 282694.6862 | 287354.6568 | 292120.6529 | 296745.3843 | 301071.2183 | 305260.1688 | 309201.2989 | 313145.1126 | 317506.3475 | 322101.5871 | 326619.888 | 330625.1367 | 334906.8709 | 339188.6051 | 343470.3392 | 347752.0734 | 352033.8075 | 356315.5417 | 360597.2759 | 364879.01 | 369160.7442 | 373442.4783 | 377724.2125 | 382005.9466 | 386287.6808 | 390569.415
Note on A14: Boyd, Erin: Central AC, Room AC, and a percentage of ASHP and GTHP savings
Note on A16: Boyd, Erin: Non-heat pump electric heating, furnance fans, and a percentage of ASHP and GTHP savings
Note on A19: Boyd, Erin: Clothes dryers, clothes washers, cooking, dishwashers, freezers
Note on A20: Boyd, Erin: Personal computers and TVs
Note on A21: Boyd, Erin: Other Uses

## Residential Technical
Energy savings in GWh
Total | 0 | 0 | 0 | 124227.0659 | 201342.9602 | 234371.9125 | 261197.1545 | 288795.0694 | 321071.7568 | 358601.0744 | 401019.7716 | 444827.0531 | 487186.4675 | 531345.65 | #REF! | 618877.156 | 664749.6206 | 706906.7654 | 742278.3531 | 771256.7049 | 795158.0509 | 815547.6538 | 833755.0481 | 850791.7487 | 866673.398 | 881903.2479 | 901052.1831 | 918313.3236 | 935574.4641 | 952835.6046 | 970096.7452 | 987357.8857 | 1004619.0262 | 1021880.1667 | 1039141.3072 | 1056402.4478 | 1073663.5883 | 1090924.7288 | 1108185.8693 | 1125447.0099 | 1142708.1504
FOR GCAM
Sector | Residential |  |  |  |  | Percent ASHP used for: |  |  |  |  | Percent GTHP used for:
Region | National |  |  |  | Cooling | 50% |  |  |  | Cooling | 50%
NAICS | (All) |  |  |  | Heating | 50% |  |  |  | Heating | 50%
Energy/Demand | Energy
Potential | TP
Sum of Value | Column Labels
Row Labels | 2010 | 2011 | 2012 | 2013 | 2014 | 2015 | 2016 | 2017 | 2018 | 2019 | 2020 | 2021 | 2022 | 2023 | 2024 | 2025 | 2026 | 2027 | 2028 | 2029 | 2030 | 2031 | 2032 | 2033 | 2034 | 2035 | 2036 | 2037 | 2038 | 2039 | 2040 | 2041 | 2042 | 2043 | 2044 | 2045 | 2046 | 2047 | 2048 | 2049 | 2050
GWh
Space Cooling | 0 | 0 | 0 | 11255.9144 | 21429.6417 | 30061.6778 | 39308.3426 | 49555.2582 | 60572.2812 | 72293.0464 | 87072.1453 | 102280.0664 | 117827.8847 | 134050.0002 | 148564.7412 | 167789.1452 | 187444.2276 | 205827.1395 | 221710.1906 | 234544.2744 | 244530.1413 | 252379.6981 | 258875.0784 | 264606.6139 | 269655.8371 | 274297.2061 | 281363.6234 | 287260.6313 | 293157.6392 | 299054.6471 | 304951.655 | 310848.6629 | 316745.6708 | 322642.6787 | 328539.6866 | 334436.6945 | 340333.7024 | 346230.7103 | 352127.7182 | 358024.7261 | 363921.734
Space Heating non-HP | 0 | 0 | 0 | 2392.7764 | 4450.7662 | 6101.1511 | 7866.5649 | 9803.0906 | 11913.3644 | 14163.4387 | 16823.0528 | 19476.1656 | 22122.1329 | 24885.3832 | 27820.5946 | 31683.6446 | 35721.5116 | 39495.9093 | 42614.4319 | 45011.8737 | 46637.8651 | 47749.9247 | 48560.7221 | 49230.5659 | 49785.8748 | 50267.159 | 51197.7683 | 51909.8872 | 52622.0062 | 53334.1251 | 54046.2441 | 54758.363 | 55470.482 | 56182.6009 | 56894.7199 | 57606.8388 | 58318.9578 | 59031.0767 | 59743.1957 | 60455.3146 | 61167.4336
Space Heating HP | 0 | 0 | 0 | 1391.183 | 3119.4713 | 5015.4605 | 7170.0129 | 9489.7936 | 11907.6155 | 14412.7454 | 17476.8733 | 20828.3424 | 24713.929 | 29039.0281 | 32630.8425 | 36337.6967 | 39490.9918 | 42076.9064 | 44227.8678 | 46135.3256 | 47955.3092 | 49688.9812 | 51293.5198 | 52793.7271 | 54153.6967 | 55418.1183 | 57104.732 | 58596.4006 | 60088.0691 | 61579.7377 | 63071.4062 | 64563.0748 | 66054.7434 | 67546.4119 | 69038.0805 | 70529.749 | 72021.4176 | 73513.0862 | 75004.7547 | 76496.4233 | 77988.0918
Hot Water Heating | 0 | 0 | 0 | 6098.4776 | 12563.4584 | 18035.9186 | 24291.6667 | 31228.0226 | 38621.6103 | 46360.4377 | 54837.6596 | 64106.0853 | 75930.0301 | 90018.8029 | 101409.1913 | 113052.7615 | 122174.4786 | 128579.4218 | 132843.6555 | 135869.3067 | 138369.0922 | 140633.6125 | 142777.4871 | 144836.1417 | 146741.537 | 148586.8882 | 150804.6006 | 152846.6408 | 154888.681 | 156930.7213 | 158972.7615 | 161014.8017 | 163056.842 | 165098.8822 | 167140.9224 | 169182.9626 | 171225.0029 | 173267.0431 | 175309.0833 | 177351.1236 | 179393.1638
Lighting | 0 | 0 | 0 | 62358.1359 | 97872.4094 | 93068.1602 | 88229.887 | 83634.1697 | 81207.2503 | 80395.143 | 77308.7228 | 73989.0188 | 67491.7848 | 61070.4485 | 64590.3391 | 60614.4006 | 59194.1424 | 59775.3907 | 60415.4839 | 61009.0229 | 61622.2001 | 62280.396 | 62967.7642 | 63683.1604 | 64459.5661 | 65324.6448 | 65966.135 | 66702.2815 | 67438.4281 | 68174.5747 | 68910.7213 | 69646.8679 | 70383.0144 | 71119.161 | 71855.3076 | 72591.4542 | 73327.6008 | 74063.7473 | 74799.8939 | 75536.0405 | 76272.1871
Large Appliances | 0 | 0 | 0 | 4856.2232 | 8193.5116 | 11633.3675 | 15467.4035 | 19766.5847 | 24417.9162 | 29453.1429 | 35791.545 | 42643.1801 | 49871.0505 | 57458.5183 | 63044.9315 | 70314.7947 | 77140.8327 | 83152.3601 | 88128.1485 | 92069.6751 | 95201.0913 | 97815.9028 | 100190.2114 | 102475.6477 | 104687.283 | 106826.6186 | 109302.1805 | 111617.2437 | 113932.307 | 116247.3702 | 118562.4334 | 120877.4967 | 123192.5599 | 125507.6232 | 127822.6864 | 130137.7497 | 132452.8129 | 134767.8762 | 137082.9394 | 139398.0026 | 141713.0659
Other Appliances | 0 | 0 | 0 | 7914.7178 | 25509.5494 | 41926.2979 | 49965.8084 | 56035.7054 | 62771.4348 | 71491.0566 | 81314.9558 | 90758.5564 | 98133.7996 | 103372.3196 | 108857.4242 | 112901.8327 | 116703.0831 | 120427.8011 | 124083.3111 | 127683.7106 | 131231.188 | 134716.3074 | 138144.1518 | 141549.5163 | 144901.1715 | 148222.3595 | 151685.6972 | 155083.2919 | 158480.8866 | 161878.4813 | 165276.076 | 168673.6706 | 172071.2653 | 175468.86 | 178866.4547 | 182264.0494 | 185661.6441 | 189059.2388 | 192456.8335 | 195854.4282 | 199252.0229
Other Uses | 0 | 0 | 0 | 27959.6375 | 28204.1522 | 28529.8788 | 28897.4685 | 29282.4446 | 29660.2841 | 30032.0638 | 30394.8171 | 30745.638 | 31095.856 | 31451.1491 | 33327.6696 | 34025.3975 | 34722.8702 | 35414.3539 | 36097.7811 | 36776.0334 | 37453.6811 | 38125.3485 | 38788.6308 | 39458.893 | 40130.9492 | 40802.7709 | 41469.9635 | 42139.4639 | 42808.9643 | 43478.4646 | 44147.965 | 44817.4654 | 45486.9657 | 46156.4661 | 46825.9665 | 47495.4669 | 48164.9672 | 48834.4676 | 49503.968 | 50173.4683 | 50842.9687
Grand Total | 0 | 0 | 0 | 124227.0659 | 201342.9602 | 234371.9125 | 261197.1545 | 288795.0694 | 321071.7568 | 358601.0744 | 401019.7716 | 444827.0531 | 487186.4675 | 531345.65 | 580245.734 | 626719.6734 | 672592.1379 | 714749.2828 | 750120.8705 | 779099.2223 | 803000.5682 | 823390.1712 | 841597.5655 | 858634.266 | 874515.9154 | 889745.7653 | 908894.7004 | 926155.8409 | 943416.9815 | 960678.122 | 977939.2625 | 995200.403 | 1012461.5436 | 1029722.6841 | 1046983.8246 | 1064244.9651 | 1081506.1057 | 1098767.2462 | 1116028.3867 | 1133289.5272 | 1150550.6677
Percent savings from BAU load
Space Cooling | 0% | 0% | 0% | 3.91% | 7.449% | 10.45% | 13.64% | 17.04% | 20.62% | 24.33% | 29% | 33.72% | 38.45% | 43.29% | 47.46% | 53.01% | 58.56% | 63.59% | 67.75% | 70.91% | 73.17% | 74.78% | 75.99% | 76.95% | 77.75% | 78.44% | 79.71% | 80.67% | 81.62% | 82.55% | 83.46% | 84.36% | 85.25% | 86.11% | 86.97% | 87.81% | 88.64% | 89.45% | 90.25% | 91.04% | 91.82%
Space Heating non-HP | 0% | 0% | 0% | 2.633% | 4.874% | 6.649% | 8.528% | 10.56% | 12.74% | 15.05% | 17.76% | 20.49% | 23.21% | 26.05% | 28.97% | 32.89% | 36.99% | 40.77% | 43.9% | 46.21% | 47.79% | 48.84% | 49.59% | 50.19% | 50.72% | 51.21% | 52.05% | 52.71% | 53.37% | 54.03% | 54.68% | 55.34% | 55.99% | 56.64% | 57.29% | 57.94% | 58.58% | 59.23% | 59.87% | 60.51% | 61.15%
Space Heating HP | 0% | 0% | 0% | 4.087% | 8.867% | 13.74% | 18.87% | 23.97% | 28.89% | 33.63% | 39.34% | 45.33% | 52.08% | 59.27% | 64.54% | 69.69% | 73.5% | 76.08% | 77.83% | 79.1% | 80.17% | 81.1% | 81.87% | 82.44% | 82.83% | 83.11% | 83.84% | 84.33% | 84.81% | 85.26% | 85.7% | 86.12% | 86.53% | 86.92% | 87.3% | 87.66% | 88.01% | 88.36% | 88.69% | 89.01% | 89.31%
Hot Water Heating | 0% | 0% | 0% | 4.512% | 9.161% | 13.04% | 17.38% | 22.03% | 26.86% | 31.79% | 37.15% | 42.94% | 50.32% | 59.07% | 65.95% | 72.9% | 78.1% | 81.47% | 83.46% | 84.7% | 85.62% | 86.44% | 87.17% | 87.8% | 88.35% | 88.85% | 89.59% | 90.2% | 90.8% | 91.39% | 91.98% | 92.56% | 93.13% | 93.69% | 94.25% | 94.8% | 95.34% | 95.87% | 96.4% | 96.93% | 97.44%
Lighting | 0% | 0% | 0% | 36.59% | 60.19% | 58.66% | 56.39% | 53.77% | 52.27% | 51.68% | 52.23% | 51.06% | 47.26% | 43.2% | 46.01% | 43.39% | 42.47% | 42.92% | 43.37% | 43.76% | 44.15% | 44.54% | 44.9% | 45.23% | 45.6% | 46.04% | 46.36% | 46.72% | 47.08% | 47.44% | 47.79% | 48.14% | 48.49% | 48.84% | 49.18% | 49.53% | 49.87% | 50.2% | 50.54% | 50.87% | 51.21%
Large Appliances | 0% | 0% | 0% | 1.861% | 3.136% | 4.453% | 5.91% | 7.527% | 9.263% | 11.13% | 13.47% | 15.99% | 18.62% | 21.35% | 23.29% | 25.8% | 28.1% | 30.04% | 31.57% | 32.7% | 33.51% | 34.13% | 34.65% | 35.11% | 35.53% | 35.9% | 36.42% | 36.86% | 37.3% | 37.72% | 38.14% | 38.55% | 38.95% | 39.35% | 39.74% | 40.12% | 40.5% | 40.87% | 41.24% | 41.6% | 41.95%
Other Appliances | 0% | 0% | 0% | 6.481% | 20.51% | 33.08% | 38.28% | 41.61% | 45.15% | 49.82% | 55.02% | 59.64% | 62.84% | 64.58% | 66.42% | 67.36% | 68.14% | 68.87% | 69.58% | 70.29% | 70.98% | 71.67% | 72.34% | 72.98% | 73.6% | 74.21% | 74.8% | 75.37% | 75.92% | 76.46% | 76.99% | 77.5% | 77.99% | 78.48% | 78.95% | 79.4% | 79.85% | 80.29% | 80.71% | 81.12% | 81.53%
Other Uses | 0% | 0% | 0% | 9.303% | 9.267% | 9.224% | 9.172% | 9.085% | 8.987% | 8.871% | 8.763% | 8.656% | 8.54% | 8.429% | 8.713% | 8.679% | 8.648% | 8.601% | 8.563% | 8.538% | 8.508% | 8.485% | 8.467% | 8.451% | 8.44% | 8.429% | 8.412% | 8.398% | 8.385% | 8.373% | 8.361% | 8.349% | 8.338% | 8.327% | 8.316% | 8.306% | 8.296% | 8.286% | 8.277% | 8.268% | 8.259%
Percent savings from 2012 load | 0% | 0% | 0% | 8.781% | 14.23% | 16.57% | 18.46% | 20.41% | 22.69% | 25.35% | 28.35% | 31.44% | 34.44% | 37.56% | 41.01% | 44.3% | 47.54% | 50.52% | 53.02% | 55.07% | 56.76% | 58.2% | 59.49% | 60.69% | 61.81% | 62.89% | 64.24% | 65.46% | 66.68% | 67.9% | 69.12% | 70.34% | 71.56% | 72.78% | 74% | 75.22% | 76.44% | 77.66% | 78.88% | 80.1% | 81.32%
Percent savings from BAU | 0% | 0% | 0% | 8.861% | 14.34% | 16.62% | 18.37% | 20.05% | 21.99% | 24.19% | 26.82% | 29.41% | 31.82% | 34.27% | 36.94% | 39.37% | 41.68% | 43.68% | 45.22% | 46.37% | 47.18% | 47.79% | 48.27% | 48.66% | 49% | 49.29% | 49.78% | 50.16% | 50.53% | 50.89% | 51.24% | 51.59% | 51.93% | 52.26% | 52.59% | 52.91% | 53.22% | 53.53% | 53.83% | 54.12% | 54.41%
Sector | Residential
Region | National
NAICS | (All)
Energy/Demand | Energy
Potential | TP
Sum of Value | Column Labels
Row Labels | 2010 | 2011 | 2012 | 2013 | 2014 | 2015 | 2016 | 2017 | 2018 | 2019 | 2020 | 2021 | 2022 | 2023 | 2024 | 2025 | 2026 | 2027 | 2028 | 2029 | 2030 | 2031 | 2032 | 2033 | 2034 | 2035 | 2036 | 2037 | 2038 | 2039 | 2040 | 2041 | 2042 | 2043 | 2044 | 2045 | 2046 | 2047 | 2048 | 2049 | 2050
Air-Source Heat Pumps | 0 | 0 | 0 | 2585.6958 | 5746.6094 | 9168.6322 | 13072.7165 | 17326.826 | 21792.2624 | 26444.3044 | 32155.7393 | 38452.3785 | 45820.2646 | 54060.5432 | 60873.817 | 67850.3269 | 73713.8442 | 78462.5604 | 82376.8974 | 85847.0816 | 89183.1884 | 92381.392 | 95348.8773 | 98127.5517 | 100650.9784 | 103004.5104 | 106118.8207 | 108881.5077 | 111644.1947 | 114406.8816 | 117169.5686 | 119932.2556 | 122694.9425 | 125457.6295 | 128220.3165 | 130983.0034 | 133745.6904 | 136508.3774 | 139271.0643 | 142033.7513 | 144796.4383
Non-Heat Pump Electric Heating | 0 | 0 | 0 | 1432.2673 | 2650.566 | 3494.1122 | 4440.4404 | 5527.4165 | 6745.6111 | 8077.8947 | 9781.766 | 11507.1009 | 13240.5749 | 15072.0039 | 16950.8333 | 19579.3247 | 22390.655 | 25036.8454 | 27258.1018 | 28944.2778 | 30129.6419 | 30934.8591 | 31515.225 | 31999.702 | 32401.0009 | 32736.5931 | 33411.2695 | 33923.2026 | 34435.1357 | 34947.0688 | 35459.0018 | 35970.9349 | 36482.868 | 36994.8011 | 37506.7342 | 38018.6673 | 38530.6004 | 39042.5335 | 39554.4665 | 40066.3996 | 40578.3327
Central AC | 0 | 0 | 0 | 9598.1129 | 17904.3092 | 24490.4029 | 31415.3898 | 39156.0965 | 47550.0788 | 56528.7965 | 67635.9914 | 78831.531 | 89903.5244 | 101356.6844 | 112096.375 | 127440.2201 | 143808.5708 | 159470.5101 | 173045.8947 | 183821.8135 | 191869.3296 | 197908.786 | 202757.8719 | 206972.378 | 210659.552 | 214036.7956 | 219364.5323 | 223744.6504 | 228124.7686 | 232504.8867 | 236885.0048 | 241265.123 | 245645.2411 | 250025.3592 | 254405.4774 | 258785.5955 | 263165.7136 | 267545.8318 | 271925.9499 | 276306.068 | 280686.1861
Ground-Source Heat Pumps | 0 | 0 | 0 | 196.6703 | 492.3333 | 862.2888 | 1267.3092 | 1652.7613 | 2022.9686 | 2381.1863 | 2798.0074 | 3204.3064 | 3607.5934 | 4017.5131 | 4387.8679 | 4825.0665 | 5268.1394 | 5691.2524 | 6078.8381 | 6423.5695 | 6727.43 | 6996.5704 | 7238.1622 | 7459.9026 | 7656.415 | 7831.7262 | 8090.6433 | 8311.2934 | 8531.9436 | 8752.5937 | 8973.2439 | 9193.894 | 9414.5442 | 9635.1944 | 9855.8445 | 10076.4947 | 10297.1448 | 10517.795 | 10738.4451 | 10959.0953 | 11179.7454
Furnace Fans | 0 | 0 | 0 | 960.509 | 1800.2002 | 2607.0389 | 3426.1245 | 4275.6741 | 5167.7533 | 6085.544 | 7041.2868 | 7969.0647 | 8881.558 | 9813.3793 | 10869.7613 | 12104.3199 | 13330.8566 | 14459.0639 | 15356.3301 | 16067.5959 | 16508.2232 | 16815.0656 | 17045.4972 | 17230.8639 | 17384.8739 | 17530.5659 | 17786.4988 | 17986.6846 | 18186.8705 | 18387.0564 | 18587.2422 | 18787.4281 | 18987.6139 | 19187.7998 | 19387.9857 | 19588.1715 | 19788.3574 | 19988.5433 | 20188.7291 | 20388.915 | 20589.1008
Clothes Dryers | 0 | 0 | 0 | 1348.8685 | 2515.4969 | 3696.7515 | 4992.9145 | 6440.9744 | 8024.6571 | 9704.6808 | 11438.362 | 13199.1029 | 14969.4178 | 16844.6654 | 18485.2002 | 20402.4735 | 22174.6397 | 23680.7619 | 24854.839 | 25715.2831 | 26335.4059 | 26806.1733 | 27215.9474 | 27625.2699 | 28042.6155 | 28490.6333 | 28908.8195 | 29334.3848 | 29759.9501 | 30185.5154 | 30611.0807 | 31036.646 | 31462.2113 | 31887.7766 | 32313.3419 | 32738.9073 | 33164.4726 | 33590.0379 | 34015.6032 | 34441.1685 | 34866.7338
Clothes Washers | 0 | 0 | 0 | 244.3661 | 525.2681 | 698.8795 | 894.039 | 1107.4031 | 1266.8332 | 1441.8299 | 1646.6739 | 1906.0892 | 2227.7148 | 2571.8163 | 2796.1698 | 2995.9214 | 3114.3839 | 3166.7969 | 3186.669 | 3202.3468 | 3229.9137 | 3273.1962 | 3327.7992 | 3389.843 | 3454.36 | 3519.4474 | 3571.0803 | 3629.7433 | 3688.4063 | 3747.0693 | 3805.7322 | 3864.3952 | 3923.0582 | 3981.7212 | 4040.3841 | 4099.0471 | 4157.7101 | 4216.3731 | 4275.0361 | 4333.699 | 4392.362
Cooking | 0 | 0 | 0 | 295.2916 | 575.7422 | 875.7947 | 1212.4232 | 1592.5116 | 2011.0378 | 2462.1122 | 2937.5169 | 3428.8752 | 3933.162 | 4489.3002 | 4984.731 | 5612.7362 | 6228.1141 | 6777.4146 | 7227.9762 | 7574.9458 | 7835.9024 | 8036.5788 | 8202.0365 | 8352.5311 | 8498.4977 | 8643.834 | 8819.1544 | 8978.4661 | 9137.7778 | 9297.0895 | 9456.4012 | 9615.7129 | 9775.0246 | 9934.3363 | 10093.648 | 10252.9597 | 10412.2714 | 10571.5831 | 10730.8948 | 10890.2066 | 11049.5183
Dishwashers | 0 | 0 | 0 | 599.4711 | 1309.058 | 2126.5064 | 3018.612 | 3965.7274 | 4941.5336 | 5960.3567 | 7109.4291 | 8463.8579 | 9914.3726 | 11229.0283 | 11900.7809 | 12615.694 | 13135.5756 | 13549.0315 | 13930.6326 | 14297.3662 | 14663.78 | 15030.237 | 15393.0005 | 15755.7206 | 16119.8936 | 16485.4643 | 16848.6938 | 17212.697 | 17576.7002 | 17940.7034 | 18304.7066 | 18668.7098 | 19032.713 | 19396.7161 | 19760.7193 | 20124.7225 | 20488.7257 | 20852.7289 | 21216.7321 | 21580.7353 | 21944.7384
Freezers | 0 | 0 | 0 | 359.0949 | 417.8842 | 478.5563 | 543.9255 | 615.482 | 692.6285 | 774.6924 | 941.6334 | 1114.5511 | 1293.0546 | 1481.6776 | 1661.6311 | 1917.0694 | 2174.1884 | 2408.2081 | 2601.5181 | 2750.256 | 2863.8005 | 2957.2384 | 3044.0961 | 3127.0476 | 3204.1212 | 3272.2419 | 3364.6716 | 3446.5518 | 3528.432 | 3610.3122 | 3692.1924 | 3774.0727 | 3855.9529 | 3937.8331 | 4019.7133 | 4101.5935 | 4183.4737 | 4265.3539 | 4347.2341 | 4429.1143 | 4510.9945
Lighting | 0 | 0 | 0 | 62358.1359 | 97872.4094 | 93068.1602 | 88229.887 | 83634.1697 | 81207.2503 | 80395.143 | 77308.7228 | 73989.0188 | 67491.7848 | 61070.4485 | 64590.3391 | 60614.4006 | 59194.1424 | 59775.3907 | 60415.4839 | 61009.0229 | 61622.2001 | 62280.396 | 62967.7642 | 63683.1604 | 64459.5661 | 65324.6448 | 65966.135 | 66702.2815 | 67438.4281 | 68174.5747 | 68910.7213 | 69646.8679 | 70383.0144 | 71119.161 | 71855.3076 | 72591.4542 | 73327.6008 | 74063.7473 | 74799.8939 | 75536.0405 | 76272.1871
Other Uses | 0 | 0 | 0 | 27959.6375 | 28204.1522 | 28529.8788 | 28897.4685 | 29282.4446 | 29660.2841 | 30032.0638 | 30394.8171 | 30745.638 | 31095.856 | 31451.1491 | 33327.6696 | 34025.3975 | 34722.8702 | 35414.3539 | 36097.7811 | 36776.0334 | 37453.6811 | 38125.3485 | 38788.6308 | 39458.893 | 40130.9492 | 40802.7709 | 41469.9635 | 42139.4639 | 42808.9643 | 43478.4646 | 44147.965 | 44817.4654 | 45486.9657 | 46156.4661 | 46825.9665 | 47495.4669 | 48164.9672 | 48834.4676 | 49503.968 | 50173.4683 | 50842.9687
Personal Computers | 0 | 0 | 0 | 5826.1701 | 21269.1405 | 35382.4561 | 40902.5024 | 44173.4142 | 46680.4988 | 49068.7183 | 51345.5142 | 53678.2371 | 55692.5846 | 57639.2277 | 62046.8578 | 64512.6458 | 66882.0699 | 69163.5751 | 71356.653 | 73468.989 | 75499.5616 | 77464.9055 | 79363.8913 | 81221.2289 | 83037.8368 | 84822.3052 | 86753.9398 | 88616.5069 | 90479.074 | 92341.6412 | 94204.2083 | 96066.7754 | 97929.3425 | 99791.9096 | 101654.4767 | 103517.0439 | 105379.611 | 107242.1781 | 109104.7452 | 110967.3123 | 112829.8795
Refrigerators | 0 | 0 | 0 | 2009.131 | 2850.0622 | 3756.8792 | 4805.4892 | 6044.4862 | 7481.2259 | 9109.471 | 11717.9297 | 14530.7038 | 17533.3286 | 20842.0306 | 23216.4185 | 26770.9001 | 30313.931 | 33570.147 | 36326.5137 | 38529.4772 | 40272.2888 | 41712.4791 | 43007.3318 | 44225.2356 | 45367.795 | 46414.9975 | 47789.7608 | 49015.4007 | 50241.0405 | 51466.6804 | 52692.3203 | 53917.9601 | 55143.6 | 56369.2399 | 57594.8797 | 58820.5196 | 60046.1594 | 61271.7993 | 62497.4392 | 63723.079 | 64948.7189
Room AC | 0 | 0 | 0 | 266.6185 | 405.8612 | 555.8144 | 722.9399 | 909.3681 | 1114.5869 | 1351.5045 | 1959.2806 | 2620.193 | 3210.4313 | 3654.2877 | 3837.5237 | 4011.2284 | 4144.665 | 4279.7231 | 4436.4281 | 4587.1353 | 4705.5026 | 4781.9309 | 4823.6867 | 4840.5087 | 4842.5883 | 4842.2921 | 4894.3591 | 4919.5803 | 4944.8015 | 4970.0227 | 4995.2439 | 5020.4651 | 5045.6863 | 5070.9075 | 5096.1287 | 5121.3499 | 5146.5711 | 5171.7923 | 5197.0136 | 5222.2348 | 5247.456
Televisions | 0 | 0 | 0 | 2088.5477 | 4240.4089 | 6543.8419 | 9063.306 | 11862.2912 | 16090.936 | 22422.3384 | 29969.4415 | 37080.3194 | 42441.2149 | 45733.0919 | 46810.5664 | 48389.1869 | 49821.0133 | 51264.2259 | 52726.6581 | 54214.7216 | 55731.6263 | 57251.4019 | 58780.2605 | 60328.2874 | 61863.3346 | 63400.0544 | 64931.7574 | 66466.7849 | 68001.8125 | 69536.8401 | 71071.8677 | 72606.8953 | 74141.9228 | 75676.9504 | 77211.978 | 78747.0056 | 80282.0331 | 81817.0607 | 83352.0883 | 84887.1159 | 86422.1434
Water Heating | 0 | 0 | 0 | 6098.4776 | 12563.4584 | 18035.9186 | 24291.6667 | 31228.0226 | 38621.6103 | 46360.4377 | 54837.6596 | 64106.0853 | 75930.0301 | 90018.8029 | 101409.1913 | 113052.7615 | 122174.4786 | 128579.4218 | 132843.6555 | 135869.3067 | 138369.0922 | 140633.6125 | 142777.4871 | 144836.1417 | 146741.537 | 148586.8882 | 150804.6006 | 152846.6408 | 154888.681 | 156930.7213 | 158972.7615 | 161014.8017 | 163056.842 | 165098.8822 | 167140.9224 | 169182.9626 | 171225.0029 | 173267.0431 | 175309.0833 | 177351.1236 | 179393.1638
Grand Total | 0 | 0 | 0 | 124227.0659 | 201342.9602 | 234371.9125 | 261197.1545 | 288795.0694 | 321071.7568 | 358601.0744 | 401019.7716 | 444827.0531 | 487186.4675 | 531345.65 | 580245.734 | 626719.6734 | 672592.1379 | 714749.2828 | 750120.8705 | 779099.2223 | 803000.5682 | 823390.1712 | 841597.5655 | 858634.266 | 874515.9154 | 889745.7653 | 908894.7004 | 926155.8409 | 943416.9815 | 960678.122 | 977939.2625 | 995200.403 | 1012461.5436 | 1029722.6841 | 1046983.8246 | 1064244.9651 | 1081506.1057 | 1098767.2462 | 1116028.3867 | 1133289.5272 | 1150550.6677
Sector | Residential
Region | Midwest
NAICS | (All)
Energy/Demand | Energy
Potential | TP
Sum of Value | Column Labels
Row Labels | 2010 | 2011 | 2012 | 2013 | 2014 | 2015 | 2016 | 2017 | 2018 | 2019 | 2020 | 2021 | 2022 | 2023 | 2024 | 2025 | 2026 | 2027 | 2028 | 2029 | 2030 | 2031 | 2032 | 2033 | 2034 | 2035 | 2036 | 2037 | 2038 | 2039 | 2040 | 2041 | 2042 | 2043 | 2044 | 2045 | 2046 | 2047 | 2048 | 2049 | 2050
Air-Source Heat Pumps | 0 | 0 | 0 | 101.8448 | 215.392 | 340.0592 | 484.518 | 647.9803 | 825.6092 | 1013.9118 | 1250.8837 | 1525.4827 | 1858.5037 | 2228.608 | 2584.5966 | 2883.9884 | 3110.5057 | 3270.1279 | 3381.7272 | 3469.6032 | 3547.129 | 3619.2545 | 3683.6369 | 3739.5446 | 3783.9449 | 3819.7973 | 3890.2166 | 3944.8829 | 3999.5491 | 4054.2154 | 4108.8817 | 4163.548 | 4218.2143 | 4272.8806 | 4327.5469 | 4382.2132 | 4436.8795 | 4491.5458 | 4546.2121 | 4600.8784 | 4655.5447
Non-Heat Pump Electric Heating | 0 | 0 | 0 | 321.0835 | 590.0203 | 749.7717 | 922.2939 | 1113.0783 | 1322.3739 | 1547.8106 | 1850.9744 | 2157.1749 | 2476.2297 | 2821.9334 | 3301.6124 | 3911.3864 | 4576.7799 | 5207.3493 | 5732.9511 | 6119.796 | 6376.9111 | 6539.7025 | 6651.8775 | 6739.7231 | 6809.7524 | 6864.9799 | 6997.6583 | 7093.0395 | 7188.4206 | 7283.8017 | 7379.1828 | 7474.5639 | 7569.9451 | 7665.3262 | 7760.7073 | 7856.0884 | 7951.4695 | 8046.8507 | 8142.2318 | 8237.6129 | 8332.994
Central AC | 0 | 0 | 0 | 1961.0327 | 3590.3825 | 4812.1289 | 5991.4052 | 7253.7592 | 8572.6054 | 9939.4588 | 11627.6343 | 13365.4473 | 15115.9474 | 16944.9479 | 19252.4671 | 22071.9048 | 25102.9408 | 27981.9817 | 30406.3299 | 32261.7243 | 33547.9055 | 34451.2006 | 35104.249 | 35614.8007 | 36024.882 | 36365.5473 | 37116.7447 | 37668.7391 | 38220.7335 | 38772.7279 | 39324.7224 | 39876.7168 | 40428.7112 | 40980.7056 | 41532.7 | 42084.6945 | 42636.6889 | 43188.6833 | 43740.6777 | 44292.6722 | 44844.6666
Ground-Source Heat Pumps | 0 | 0 | 0 | 49.9998 | 124.3557 | 216.3567 | 315.3333 | 410.2316 | 502.4854 | 592.3374 | 699.7188 | 805.1246 | 909.9628 | 1017.0479 | 1126.4835 | 1244.6947 | 1365.5597 | 1481.7725 | 1587.6122 | 1681.7868 | 1763.7034 | 1836.6321 | 1901.979 | 1961.693 | 2014.9742 | 2061.8881 | 2132.0447 | 2191.6351 | 2251.2255 | 2310.816 | 2370.4064 | 2429.9968 | 2489.5872 | 2549.1776 | 2608.768 | 2668.3584 | 2727.9488 | 2787.5392 | 2847.1296 | 2906.72 | 2966.3104
Furnace Fans | 0 | 0 | 0 | 352.305 | 653.0728 | 936.8937 | 1222.665 | 1519.3291 | 1832.2348 | 2160.0107 | 2494.366 | 2826.6123 | 3153.2311 | 3489.9306 | 3895.6913 | 4368.135 | 4850.3108 | 5283.4949 | 5628.6719 | 5869.9064 | 6012.9373 | 6086.399 | 6120.0717 | 6127.4078 | 6121.203 | 6113.9527 | 6158.6778 | 6176.3014 | 6193.925 | 6211.5486 | 6229.1721 | 6246.7957 | 6264.4193 | 6282.0429 | 6299.6665 | 6317.2901 | 6334.9137 | 6352.5372 | 6370.1608 | 6387.7844 | 6405.408
Clothes Dryers | 0 | 0 | 0 | 289.7587 | 520.8482 | 740.8822 | 974.4512 | 1233.1735 | 1517.4899 | 1819.3522 | 2131.5781 | 2449.5356 | 2767.5765 | 3101.2264 | 3461.5759 | 3835.5385 | 4180.9331 | 4465.8468 | 4670.7053 | 4796.8923 | 4860.9456 | 4887.5321 | 4899.2681 | 4911.201 | 4925.8258 | 4947.7861 | 4961.5281 | 4977.5572 | 4993.5862 | 5009.6152 | 5025.6443 | 5041.6733 | 5057.7024 | 5073.7314 | 5089.7605 | 5105.7895 | 5121.8185 | 5137.8476 | 5153.8766 | 5169.9057 | 5185.9347
Clothes Washers | 0 | 0 | 0 | 57.0811 | 118.3798 | 155.1408 | 195.9059 | 240.029 | 272.486 | 307.652 | 348.4413 | 401.6018 | 469.9663 | 544.6047 | 609.0993 | 651.6031 | 669.7797 | 668.1507 | 656.6408 | 643.6279 | 634.2376 | 629.5249 | 628.2973 | 629.3299 | 630.978 | 632.7494 | 630.648 | 630.5894 | 630.5309 | 630.4724 | 630.4138 | 630.3553 | 630.2968 | 630.2382 | 630.1797 | 630.1212 | 630.0626 | 630.0041 | 629.9456 | 629.887 | 629.8285
Cooking | 0 | 0 | 0 | 51.9906 | 98.661 | 148.0353 | 204.8822 | 271.4902 | 347.5645 | 431.6826 | 521.6709 | 615.3673 | 711.4946 | 818.6134 | 939.1366 | 1067.3415 | 1189.5312 | 1293.7909 | 1373.4419 | 1428.2464 | 1462.8862 | 1483.8157 | 1496.9769 | 1506.6027 | 1515.118 | 1523.4085 | 1538.7491 | 1550.3532 | 1561.9573 | 1573.5614 | 1585.1656 | 1596.7697 | 1608.3738 | 1619.9779 | 1631.582 | 1643.1862 | 1654.7903 | 1666.3944 | 1677.9985 | 1689.6026 | 1701.2068
Dishwashers | 0 | 0 | 0 | 120.9102 | 257.6894 | 411.9327 | 579.8347 | 761.722 | 955.778 | 1164.4167 | 1401.6414 | 1680.6659 | 1975.9371 | 2238.228 | 2431.679 | 2553.6303 | 2620.6263 | 2657.9057 | 2686.1938 | 2710.4686 | 2734.5393 | 2758.9524 | 2782.5591 | 2805.6687 | 2828.7874 | 2851.9351 | 2875.6997 | 2899.1167 | 2922.5337 | 2945.9507 | 2969.3676 | 2992.7846 | 3016.2016 | 3039.6185 | 3063.0355 | 3086.4525 | 3109.8694 | 3133.2864 | 3156.7034 | 3180.1203 | 3203.5373
Freezers | 0 | 0 | 0 | 100.2749 | 115.602 | 130.478 | 145.7821 | 161.9669 | 179.004 | 196.8083 | 233.0675 | 270.9715 | 310.6332 | 353.5276 | 413.853 | 491.6831 | 572.3918 | 646.184 | 705.4117 | 747.4431 | 774.9724 | 793.5654 | 808.5329 | 821.4782 | 832.4173 | 840.679 | 857.7443 | 870.831 | 883.9177 | 897.0044 | 910.0911 | 923.1778 | 936.2644 | 949.3511 | 962.4378 | 975.5245 | 988.6112 | 1001.6979 | 1014.7846 | 1027.8713 | 1040.958
Lighting | 0 | 0 | 0 | 13692.7224 | 21352.9031 | 20153.5154 | 18964.1489 | 17863.6276 | 17254.7179 | 16996.5944 | 16282.6991 | 15537.1687 | 14143.3665 | 12771.3834 | 11424.2014 | 10030.8041 | 9328.8719 | 9168.1877 | 9024.9728 | 8870.4631 | 8721.6732 | 8586.1924 | 8461.1841 | 8345.3126 | 8246.6983 | 8171.7696 | 8033.7511 | 7922.7834 | 7811.8156 | 7700.8478 | 7589.88 | 7478.9123 | 7367.9445 | 7256.9767 | 7146.0089 | 7035.0411 | 6924.0734 | 6813.1056 | 6702.1378 | 6591.17 | 6480.2022
Other Uses | 0 | 0 | 0 | 5817.1109 | 5836.5253 | 5864.4204 | 5896.1784 | 5929.2395 | 5961.1393 | 5992.2634 | 6022.3791 | 6051.2453 | 6080.1364 | 6109.5696 | 6139.8674 | 6170.695 | 6201.5664 | 6231.5974 | 6260.4795 | 6288.5357 | 6316.258 | 6342.8808 | 6368.0775 | 6393.9444 | 6419.7342 | 6445.1265 | 6471.0805 | 6496.8168 | 6522.553 | 6548.2893 | 6574.0256 | 6599.7619 | 6625.4981 | 6651.2344 | 6676.9707 | 6702.7069 | 6728.4432 | 6754.1795 | 6779.9158 | 6805.652 | 6831.3883
Personal Computers | 0 | 0 | 0 | 1245.7581 | 4578.1401 | 7590.1448 | 8697.1589 | 9315.7265 | 9775.2363 | 10205.7418 | 10609.5871 | 11021.5384 | 11364.463 | 11689.0811 | 11991.8926 | 12268.4676 | 12518.3548 | 12745.1241 | 12949.3016 | 13132.441 | 13293.2825 | 13436.735 | 13563.7628 | 13678.2283 | 13780.6916 | 13873.8951 | 14009.3724 | 14125.0694 | 14240.7665 | 14356.4636 | 14472.1607 | 14587.8578 | 14703.5548 | 14819.2519 | 14934.949 | 15050.6461 | 15166.3432 | 15282.0402 | 15397.7373 | 15513.4344 | 15629.1315
Refrigerators | 0 | 0 | 0 | 492.0995 | 686.224 | 885.8219 | 1110.1659 | 1370.835 | 1670.1162 | 2006.0198 | 2546.4843 | 3131.0856 | 3759.4129 | 4451.5649 | 5258.1225 | 6166.2247 | 7078.7219 | 7912.3909 | 8599.9918 | 9120.7677 | 9498.7801 | 9780.8534 | 10015.0007 | 10222.582 | 10406.8984 | 10563.7656 | 10822.3777 | 11034.1104 | 11245.8431 | 11457.5758 | 11669.3084 | 11881.0411 | 12092.7738 | 12304.5065 | 12516.2391 | 12727.9718 | 12939.7045 | 13151.4372 | 13363.1699 | 13574.9025 | 13786.6352
Room AC | 0 | 0 | 0 | 54.0025 | 77.9763 | 102.3049 | 126.4196 | 150.5392 | 174.3627 | 199.108 | 275.924 | 368.8217 | 459.2995 | 533.0457 | 583.5011 | 615.4041 | 638.338 | 659.6651 | 681.9788 | 702.7097 | 716.9265 | 725.5146 | 728.6227 | 728.3146 | 725.9387 | 722.9547 | 727.8225 | 728.7112 | 729.5999 | 730.4886 | 731.3774 | 732.2661 | 733.1548 | 734.0435 | 734.9322 | 735.8209 | 736.7097 | 737.5984 | 738.4871 | 739.3758 | 740.2645
Televisions | 0 | 0 | 0 | 446.9784 | 886.9626 | 1344.8116 | 1841.6996 | 2397.2919 | 3276.6326 | 4625.3789 | 6241.4454 | 7759.6067 | 8882.4712 | 9540.7189 | 9861.0591 | 10018.2167 | 10134.7271 | 10254.693 | 10380.7549 | 10512.6613 | 10649.3617 | 10787.8131 | 10933.8769 | 11086.5603 | 11236.5634 | 11385.6663 | 11531.3527 | 11679.3657 | 11827.3788 | 11975.3919 | 12123.4049 | 12271.418 | 12419.431 | 12567.4441 | 12715.4572 | 12863.4702 | 13011.4833 | 13159.4963 | 13307.5094 | 13455.5225 | 13603.5355
Water Heating | 0 | 0 | 0 | 998.723 | 2004.0106 | 2821.4245 | 3733.9179 | 4736.9285 | 5818.3291 | 6964.8356 | 8261.4495 | 9724.0667 | 11651.8818 | 13981.5619 | 16373.5431 | 18470.4232 | 20059.8302 | 21098.5082 | 21700.6549 | 22045.3665 | 22274.4883 | 22455.3784 | 22614.6217 | 22752.967 | 22860.1531 | 22954.7682 | 23127.4697 | 23263.3002 | 23399.1308 | 23534.9613 | 23670.7919 | 23806.6224 | 23942.453 | 24078.2835 | 24214.1141 | 24349.9446 | 24485.7752 | 24621.6057 | 24757.4363 | 24893.2668 | 25029.0974
Grand Total | 0 | 0 | 0 | 26153.6762 | 41707.1457 | 47404.1227 | 51406.7608 | 55376.9481 | 60258.1652 | 66163.3833 | 72799.9449 | 79691.5171 | 86090.5136 | 92635.5934 | 99648.3818 | 106820.1413 | 114199.7693 | 121026.7708 | 126427.8202 | 130402.4402 | 133186.9376 | 135201.947 | 136762.5948 | 138065.3589 | 139164.5608 | 140140.6694 | 141882.9379 | 143253.2026 | 144623.4673 | 145993.732 | 147363.9967 | 148734.2614 | 150104.5261 | 151474.7908 | 152845.0555 | 154215.3202 | 155585.5849 | 156955.8496 | 158326.1143 | 159696.379 | 161066.6437
Sector | Residential
Region | Northeast
NAICS | (All)
Energy/Demand | Energy
Potential | TP
Sum of Value | Column Labels
Row Labels | 2010 | 2011 | 2012 | 2013 | 2014 | 2015 | 2016 | 2017 | 2018 | 2019 | 2020 | 2021 | 2022 | 2023 | 2024 | 2025 | 2026 | 2027 | 2028 | 2029 | 2030 | 2031 | 2032 | 2033 | 2034 | 2035 | 2036 | 2037 | 2038 | 2039 | 2040 | 2041 | 2042 | 2043 | 2044 | 2045 | 2046 | 2047 | 2048 | 2049 | 2050
Air-Source Heat Pumps | 0 | 0 | 0 | 100.3828 | 206.1287 | 310.9823 | 424.6889 | 546.1146 | 672.6661 | 801.8339 | 959.9202 | 1134.7606 | 1333.9679 | 1554.5869 | 1773.6314 | 1971.3884 | 2141.4603 | 2282.8493 | 2399.4243 | 2499.7913 | 2594.8478 | 2683.5536 | 2764.9441 | 2834.755 | 2892.0578 | 2941.1911 | 3027.9289 | 3097.2729 | 3166.6169 | 3235.9609 | 3305.3049 | 3374.6489 | 3443.9929 | 3513.3369 | 3582.6809 | 3652.0249 | 3721.3689 | 3790.7129 | 3860.0569 | 3929.4009 | 3998.7449
Non-Heat Pump Electric Heating | 0 | 0 | 0 | 23.4245 | 39.7316 | 47.0959 | 55.4929 | 65.5514 | 77.3073 | 90.4904 | 108.0635 | 125.4434 | 142.2282 | 159.9281 | 196.121 | 249.5008 | 311.4576 | 371.4579 | 420.2583 | 453.2155 | 471.353 | 479.2256 | 481.4085 | 480.9994 | 478.9232 | 476.026 | 480.1942 | 480.8241 | 481.4541 | 482.0841 | 482.714 | 483.344 | 483.974 | 484.6039 | 485.2339 | 485.8639 | 486.4938 | 487.1238 | 487.7538 | 488.3837 | 489.0137
Central AC | 0 | 0 | 0 | 589.804 | 1099.6248 | 1524.3856 | 1965.269 | 2458.9735 | 2991.175 | 3566.5998 | 4269.4754 | 4990.5585 | 5710.291 | 6486.8826 | 7432.4729 | 8545.8475 | 9721.0648 | 10821.9984 | 11745.9175 | 12421.1378 | 12907.0118 | 13228.489 | 13481.041 | 13655.252 | 13785.1691 | 13890.5069 | 14167.4177 | 14360.6099 | 14553.8021 | 14746.9943 | 14940.1865 | 15133.3787 | 15326.5709 | 15519.7631 | 15712.9553 | 15906.1475 | 16099.3397 | 16292.5319 | 16485.7241 | 16678.9163 | 16872.1085
Ground-Source Heat Pumps | 0 | 0 | 0 | 16.0052 | 39.4783 | 68.8904 | 101.4083 | 132.1993 | 161.9665 | 191.0889 | 225.059 | 258.4103 | 291.1914 | 324.4666 | 358.7197 | 395.684 | 434.066 | 471.1055 | 504.8964 | 533.8029 | 559.4061 | 581.4485 | 601.5584 | 619.1121 | 634.2464 | 647.4934 | 668.8492 | 686.4601 | 704.0711 | 721.6821 | 739.293 | 756.904 | 774.515 | 792.1259 | 809.7369 | 827.3479 | 844.9588 | 862.5698 | 880.1808 | 897.7917 | 915.4027
Furnace Fans | 0 | 0 | 0 | 260.8531 | 480.2596 | 685.7233 | 892.7805 | 1108.2086 | 1333.6314 | 1568.2964 | 1822.7301 | 2062.8178 | 2296.5385 | 2539.9523 | 2890.5101 | 3252.8304 | 3608.5029 | 3926.304 | 4175.6714 | 4376.9883 | 4482.5187 | 4525.4417 | 4538.7283 | 4544.5753 | 4540.1927 | 4528.7644 | 4554.8364 | 4562.8744 | 4570.9123 | 4578.9503 | 4586.9882 | 4595.0262 | 4603.0642 | 4611.1021 | 4619.1401 | 4627.1781 | 4635.216 | 4643.254 | 4651.2919 | 4659.3299 | 4667.3679
Clothes Dryers | 0 | 0 | 0 | 182.3384 | 329.6705 | 471.8632 | 624.7346 | 794.308 | 980.0364 | 1177.0118 | 1376.4568 | 1573.8917 | 1765.0565 | 1962.3201 | 2173.032 | 2391.0788 | 2592.5256 | 2758.7652 | 2875.9171 | 2944.5763 | 2977.0927 | 2987.7238 | 2990.1707 | 2990.404 | 2991.4124 | 2998.0983 | 3000.783 | 3004.1066 | 3007.4302 | 3010.7538 | 3014.0775 | 3017.4011 | 3020.7247 | 3024.0483 | 3027.3719 | 3030.6956 | 3034.0192 | 3037.3428 | 3040.6664 | 3043.99 | 3047.3136
Clothes Washers | 0 | 0 | 0 | 35.6431 | 74.0359 | 97.2732 | 123.1525 | 151.1418 | 171.7242 | 194.1497 | 220.7164 | 255.9874 | 301.5812 | 352.5492 | 397.7836 | 428.7427 | 443.7675 | 445.3717 | 440.148 | 433.6746 | 428.1671 | 425.1847 | 424.1077 | 424.0999 | 424.4946 | 424.9659 | 423.3615 | 422.8448 | 422.3281 | 421.8114 | 421.2947 | 420.778 | 420.2613 | 419.7446 | 419.2279 | 418.7112 | 418.1945 | 417.6778 | 417.1611 | 416.6444 | 416.1277
Cooking | 0 | 0 | 0 | 32.6812 | 61.5018 | 91.2716 | 124.8223 | 163.3853 | 206.7085 | 254.0745 | 304.5265 | 357.1131 | 411.1739 | 471.1181 | 539.0269 | 611.8713 | 681.7234 | 741.51 | 787.2129 | 818.4772 | 837.8757 | 849.1694 | 855.8633 | 860.4434 | 864.3505 | 868.1395 | 876.1179 | 881.8734 | 887.6289 | 893.3844 | 899.1399 | 904.8954 | 910.6509 | 916.4064 | 922.1619 | 927.9174 | 933.6729 | 939.4284 | 945.1839 | 950.9394 | 956.6949
Dishwashers | 0 | 0 | 0 | 84.3706 | 178.1162 | 283.1804 | 396.3787 | 515.0097 | 636.0163 | 763.3446 | 915.2448 | 1104.7624 | 1311.9607 | 1498.3357 | 1634.6754 | 1716.6586 | 1757.072 | 1775.4094 | 1787.6597 | 1797.3528 | 1807.1409 | 1817.3497 | 1827.2501 | 1836.8132 | 1846.5078 | 1856.399 | 1866.2429 | 1876.0523 | 1885.8617 | 1895.6711 | 1905.4804 | 1915.2898 | 1925.0992 | 1934.9086 | 1944.718 | 1954.5273 | 1964.3367 | 1974.1461 | 1983.9555 | 1993.7649 | 2003.5742
Freezers | 0 | 0 | 0 | 38.2026 | 44.0111 | 49.8163 | 56.0614 | 62.9984 | 70.6401 | 78.9124 | 95.9754 | 113.8519 | 132.3972 | 151.7085 | 177.085 | 208.5016 | 240.3748 | 269.0304 | 291.7584 | 307.7814 | 318.3277 | 325.6453 | 331.8224 | 337.3478 | 342.1103 | 345.7469 | 352.7017 | 358.1879 | 363.674 | 369.1602 | 374.6464 | 380.1326 | 385.6187 | 391.1049 | 396.5911 | 402.0773 | 407.5634 | 413.0496 | 418.5358 | 424.022 | 429.5081
Lighting | 0 | 0 | 0 | 10277.0776 | 16128.4781 | 15324.2605 | 14489.1945 | 13689.0257 | 13240.5313 | 13052.9711 | 12534.9026 | 11979.3812 | 10903.0942 | 9848.5591 | 8812.9082 | 7744.7355 | 7201.4298 | 7064.6068 | 6942.0055 | 6809.1676 | 6682.7586 | 6568.5959 | 6463.3295 | 6363.1303 | 6274.2767 | 6204.5037 | 6088.656 | 5992.2437 | 5895.8314 | 5799.419 | 5703.0067 | 5606.5944 | 5510.1821 | 5413.7697 | 5317.3574 | 5220.9451 | 5124.5328 | 5028.1205 | 4931.7081 | 4835.2958 | 4738.8835
Other Uses | 0 | 0 | 0 | 3630.9768 | 3638.6197 | 3650.1233 | 3663.6715 | 3677.9578 | 3691.5185 | 3704.5687 | 3716.9966 | 3728.7657 | 3740.2074 | 3751.4925 | 3762.7124 | 3773.7871 | 3784.7097 | 3795.0482 | 3804.9239 | 3814.5002 | 3824.0027 | 3833.12 | 3841.7456 | 3850.7947 | 3859.8395 | 3868.7632 | 3877.6787 | 3886.6218 | 3895.565 | 3904.5082 | 3913.4513 | 3922.3945 | 3931.3377 | 3940.2808 | 3949.224 | 3958.1671 | 3967.1103 | 3976.0535 | 3984.9966 | 3993.9398 | 4002.883
Personal Computers | 0 | 0 | 0 | 961.1778 | 3535.5974 | 5859.2585 | 6699.4816 | 7158.453 | 7496.7708 | 7812.2547 | 8105.971 | 8406.2093 | 8651.9194 | 8881.3972 | 9092.5914 | 9282.0897 | 9449.7854 | 9599.4399 | 9731.8428 | 9848.2553 | 9947.7944 | 10035.471 | 10111.4646 | 10178.0152 | 10235.9301 | 10287.0378 | 10369.0333 | 10436.5803 | 10504.1273 | 10571.6743 | 10639.2213 | 10706.7683 | 10774.3153 | 10841.8623 | 10909.4093 | 10976.9563 | 11044.5033 | 11112.0503 | 11179.5973 | 11247.1443 | 11314.6913
Refrigerators | 0 | 0 | 0 | 357.9108 | 494.6571 | 633.4676 | 789.9917 | 973.2247 | 1185.0755 | 1424.1662 | 1808.8372 | 2222.3246 | 2661.3777 | 3152.2137 | 3736.0053 | 4400.4865 | 5071.3718 | 5682.7632 | 6181.4158 | 6550.113 | 6807.3644 | 6990.3038 | 7136.6924 | 7263.1366 | 7373.0974 | 7464.0952 | 7628.2962 | 7758.5385 | 7888.7807 | 8019.023 | 8149.2652 | 8279.5075 | 8409.7498 | 8539.992 | 8670.2343 | 8800.4766 | 8930.7188 | 9060.9611 | 9191.2033 | 9321.4456 | 9451.6879
Room AC | 0 | 0 | 0 | 58.3522 | 87.7546 | 119.4792 | 156.9484 | 201.2256 | 253.9667 | 316.2321 | 465.197 | 627.0062 | 770.5222 | 878.4807 | 945.8958 | 985.0485 | 1014.4129 | 1045.3995 | 1082.7228 | 1116.5511 | 1143.8534 | 1158.1576 | 1164.1558 | 1160.7914 | 1153.4397 | 1145.6685 | 1153.5001 | 1153.2589 | 1153.0177 | 1152.7765 | 1152.5353 | 1152.294 | 1152.0528 | 1151.8116 | 1151.5704 | 1151.3292 | 1151.0879 | 1150.8467 | 1150.6055 | 1150.3643 | 1150.1231
Televisions | 0 | 0 | 0 | 337.0984 | 670.8958 | 1023.2128 | 1411.3064 | 1848.0538 | 2538.0793 | 3597.1758 | 4866.5487 | 6048.9243 | 6915.9834 | 7412.5558 | 7633.4626 | 7718.8272 | 7773.3532 | 7834.9194 | 7900.5141 | 7968.3551 | 8040.497 | 8117.7911 | 8199.9402 | 8282.5467 | 8358.0301 | 8434.477 | 8516.2027 | 8595.4376 | 8674.6726 | 8753.9075 | 8833.1424 | 8912.3774 | 8991.6123 | 9070.8473 | 9150.0822 | 9229.3172 | 9308.5521 | 9387.7871 | 9467.022 | 9546.257 | 9625.4919
Water Heating | 0 | 0 | 0 | 783.5829 | 1555.8669 | 2166.6615 | 2839.421 | 3567.2511 | 4335.7624 | 5130.2658 | 5994.3359 | 6918.1322 | 8100.4452 | 9528.7356 | 10990.6871 | 12270.1665 | 13243.1916 | 13878.2288 | 14229.5396 | 14407.6752 | 14507.1267 | 14573.574 | 14620.3449 | 14634.7547 | 14617.4197 | 14593.5373 | 14648.9262 | 14665.4405 | 14681.9548 | 14698.469 | 14714.9833 | 14731.4976 | 14748.0119 | 14764.5261 | 14781.0404 | 14797.5547 | 14814.069 | 14830.5833 | 14847.0975 | 14863.6118 | 14880.1261
Grand Total | 0 | 0 | 0 | 17769.8822 | 28664.4281 | 32406.9456 | 34814.8043 | 37113.0823 | 40043.5764 | 43723.4366 | 47790.9571 | 51908.3407 | 55439.9359 | 58955.2827 | 62547.3208 | 65947.2451 | 69470.2695 | 72764.2076 | 75301.8287 | 77101.4157 | 78337.1387 | 79180.2448 | 79834.5676 | 80316.9717 | 80671.4981 | 80975.4141 | 81700.7266 | 82219.2278 | 82737.7289 | 83256.2301 | 83774.7313 | 84293.2324 | 84811.7336 | 85330.2348 | 85848.7359 | 86367.2371 | 86885.7383 | 87404.2395 | 87922.7406 | 88441.2418 | 88959.743
Sector | Residential
Region | South
NAICS | (All)
Energy/Demand | Energy
Potential | TP
Sum of Value | Column Labels
Row Labels | 2010 | 2011 | 2012 | 2013 | 2014 | 2015 | 2016 | 2017 | 2018 | 2019 | 2020 | 2021 | 2022 | 2023 | 2024 | 2025 | 2026 | 2027 | 2028 | 2029 | 2030 | 2031 | 2032 | 2033 | 2034 | 2035 | 2036 | 2037 | 2038 | 2039 | 2040 | 2041 | 2042 | 2043 | 2044 | 2045 | 2046 | 2047 | 2048 | 2049 | 2050
Air-Source Heat Pumps | 0 | 0 | 0 | 2076.9327 | 4660.5588 | 7471.9465 | 10689.6136 | 14196.465 | 17870.9621 | 21694.6708 | 26366.32 | 31493.7544 | 37475.9889 | 44162.4526 | 50855.4705 | 56865.1726 | 61862.4419 | 65840.488 | 69056.9919 | 71869.2742 | 74563.1398 | 77130.8534 | 79482.9069 | 81666.2037 | 83618.2686 | 85417.156 | 87904.6505 | 90073.6683 | 92242.6861 | 94411.7039 | 96580.7217 | 98749.7395 | 100918.7574 | 103087.7752 | 105256.793 | 107425.8108 | 109594.8286 | 111763.8465 | 113932.8643 | 116101.8821 | 118270.8999
Non-Heat Pump Electric Heating | 0 | 0 | 0 | 900.0918 | 1676.3567 | 2256.1966 | 2902.7254 | 3649.5846 | 4487.1342 | 5403.646 | 6516.3308 | 7660.1448 | 8785.0782 | 9950.0769 | 11436.4037 | 13237.3712 | 15156.9811 | 16948.2317 | 18430.7157 | 19532.7196 | 20278.461 | 20748.6441 | 21050.2819 | 21282.9524 | 21451.9281 | 21570.8198 | 21944.2795 | 22195.8314 | 22447.3833 | 22698.9352 | 22950.4871 | 23202.039 | 23453.5909 | 23705.1428 | 23956.6947 | 24208.2466 | 24459.7985 | 24711.3504 | 24962.9023 | 25214.4542 | 25466.0061
Central AC | 0 | 0 | 0 | 5584.0851 | 10366.1857 | 14107.1621 | 18146.9337 | 22683.2658 | 27632.0727 | 32943.7388 | 39572.8924 | 46042.9588 | 52313.1647 | 58720.5838 | 66802.7132 | 76698.5838 | 87345.5191 | 97512.3218 | 106224.2769 | 112954.419 | 117714.7178 | 121014.2397 | 123442.563 | 125457.1445 | 127089.1579 | 128505.2364 | 131289.7028 | 133409.4722 | 135529.2416 | 137649.011 | 139768.7804 | 141888.5498 | 144008.3192 | 146128.0886 | 148247.858 | 150367.6274 | 152487.3968 | 154607.1662 | 156726.9356 | 158846.705 | 160966.4743
Ground-Source Heat Pumps | 0 | 0 | 0 | 115.3651 | 289.567 | 507.4237 | 745.8896 | 971.0219 | 1184.4957 | 1388.8982 | 1622.3527 | 1846.8599 | 2068.5431 | 2292.1492 | 2524.5319 | 2775.3492 | 3027.9692 | 3266.6242 | 3483.3736 | 3673.8181 | 3838.953 | 3981.9166 | 4106.8458 | 4220.1128 | 4317.0038 | 4400.9484 | 4537.1473 | 4649.3903 | 4761.6333 | 4873.8763 | 4986.1193 | 5098.3623 | 5210.6053 | 5322.8483 | 5435.0913 | 5547.3343 | 5659.5773 | 5771.8203 | 5884.0633 | 5996.3063 | 6108.5493
Furnace Fans | 0 | 0 | 0 | 184.4444 | 351.3491 | 516.8383 | 688.548 | 868.4214 | 1059.0714 | 1244.1619 | 1439.983 | 1626.1424 | 1811.4933 | 1992.322 | 2215.3279 | 2466.5287 | 2706.6236 | 2935.252 | 3089.3802 | 3209.5008 | 3252.9732 | 3294.8372 | 3329.7159 | 3353.3059 | 3369.3095 | 3385.0864 | 3421.6287 | 3447.5593 | 3473.49 | 3499.4206 | 3525.3513 | 3551.282 | 3577.2126 | 3603.1433 | 3629.0739 | 3655.0046 | 3680.9352 | 3706.8659 | 3732.7966 | 3758.7272 | 3784.6579
Clothes Dryers | 0 | 0 | 0 | 619.9567 | 1175.6407 | 1754.9396 | 2402.4135 | 3132.128 | 3930.3699 | 4778.1773 | 5656.5675 | 6553.1767 | 7464.1492 | 8445.2612 | 9488.5905 | 10541.5831 | 11494.6369 | 12277.3346 | 12857.13 | 13250.4567 | 13501.7386 | 13663.0173 | 13786.3373 | 13911.2223 | 14040.6636 | 14187.764 | 14317.2523 | 14451.1938 | 14585.1352 | 14719.0767 | 14853.0182 | 14986.9596 | 15120.9011 | 15254.8426 | 15388.784 | 15522.7255 | 15656.667 | 15790.6084 | 15924.5499 | 16058.4914 | 16192.4328
Clothes Washers | 0 | 0 | 0 | 97.181 | 214.2719 | 288.099 | 371.8951 | 464.0642 | 533.4493 | 609.8694 | 699.3569 | 810.5798 | 945.4095 | 1086.8431 | 1206.495 | 1286.7034 | 1325.8841 | 1332.2417 | 1322.7669 | 1311.8507 | 1308.2351 | 1313.1323 | 1323.9596 | 1338.8983 | 1355.2921 | 1372.0565 | 1381.3149 | 1394.4727 | 1407.6306 | 1420.7885 | 1433.9463 | 1447.1042 | 1460.2621 | 1473.42 | 1486.5778 | 1499.7357 | 1512.8936 | 1526.0514 | 1539.2093 | 1552.3672 | 1565.5251
Cooking | 0 | 0 | 0 | 157.1409 | 310.0327 | 474.5319 | 656.9984 | 859.4359 | 1078.5209 | 1311.6456 | 1555.2771 | 1805.7634 | 2062.5103 | 2344.9663 | 2670.5907 | 3028.9128 | 3383.6148 | 3700.2352 | 3956.8089 | 4149.0757 | 4287.3602 | 4387.1795 | 4464.1482 | 4531.803 | 4596.7133 | 4661.3361 | 4744.7036 | 4818.0218 | 4891.34 | 4964.6582 | 5037.9763 | 5111.2945 | 5184.6127 | 5257.9309 | 5331.249 | 5404.5672 | 5477.8854 | 5551.2036 | 5624.5217 | 5697.8399 | 5771.1581
Dishwashers | 0 | 0 | 0 | 251.4 | 560.8932 | 924.1832 | 1323.4913 | 1746.8598 | 2180.1898 | 2626.075 | 3114.4366 | 3675.7659 | 4272.0804 | 4815.4166 | 5239.3247 | 5536.782 | 5735.7329 | 5880.0507 | 6007.592 | 6126.8364 | 6245.8702 | 6364.1839 | 6479.9189 | 6596.445 | 6714.2834 | 6833.2939 | 6949.3935 | 7066.649 | 7183.9045 | 7301.1601 | 7418.4156 | 7535.6711 | 7652.9266 | 7770.1821 | 7887.4376 | 8004.6931 | 8121.9487 | 8239.2042 | 8356.4597 | 8473.7152 | 8590.9707
Freezers | 0 | 0 | 0 | 146.3088 | 171.3441 | 198.0515 | 227.3959 | 259.7696 | 294.6765 | 331.7617 | 407.0909 | 485.0213 | 565.5547 | 650.4947 | 754.0664 | 875.9746 | 996.2283 | 1103.5169 | 1190.5878 | 1256.9879 | 1308.1734 | 1351.4173 | 1392.847 | 1433.0445 | 1470.1331 | 1502.0722 | 1546.1985 | 1585.2224 | 1624.2464 | 1663.2704 | 1702.2943 | 1741.3183 | 1780.3422 | 1819.3662 | 1858.3902 | 1897.4141 | 1936.4381 | 1975.462 | 2014.486 | 2053.51 | 2092.5339
Lighting | 0 | 0 | 0 | 24331.7009 | 38248.0655 | 36444.5891 | 34656.6293 | 32963.1647 | 32101.1605 | 31873.3899 | 30695.9504 | 29415.4006 | 26869.66 | 24341.3543 | 21830.8578 | 19201.161 | 17910.8124 | 17674.2397 | 17464.821 | 17230.3793 | 17003.4272 | 16795.9382 | 16598.253 | 16414.3918 | 16262.9371 | 16157.3894 | 15937.4174 | 15765.6159 | 15593.8143 | 15422.0128 | 15250.2112 | 15078.4097 | 14906.6082 | 14734.8066 | 14563.0051 | 14391.2035 | 14219.402 | 14047.6005 | 13875.7989 | 13703.9974 | 13532.1958
Other Uses | 0 | 0 | 0 | 13714.5432 | 13877.3464 | 14093.1986 | 14337.0916 | 14592.6025 | 14843.8629 | 15091.0955 | 15332.3361 | 15565.6844 | 15798.523 | 16034.5887 | 16275.7158 | 16519.4098 | 16762.9568 | 17001.9393 | 17234.4771 | 17462.9652 | 17691.2565 | 17915.0521 | 18132.3805 | 18355.5949 | 18580.6849 | 18806.0589 | 19026.2504 | 19248.9397 | 19471.629 | 19694.3182 | 19917.0075 | 20139.6968 | 20362.386 | 20585.0753 | 20807.7646 | 21030.4539 | 21253.1431 | 21475.8324 | 21698.5217 | 21921.2109 | 22143.9002
Personal Computers | 0 | 0 | 0 | 2339.7511 | 8505.0351 | 14184.6455 | 16503.8906 | 17931.4738 | 19047.3833 | 20120.131 | 21151.5231 | 22208.975 | 23140.0321 | 24050.6347 | 24933.2808 | 25774.9633 | 26568.7723 | 27315.8216 | 28014.2868 | 28669.0388 | 29281.1986 | 29857.3812 | 30395.3134 | 30913.6027 | 31411.8002 | 31893.9253 | 32450.0549 | 32971.3457 | 33492.6366 | 34013.9274 | 34535.2183 | 35056.5091 | 35577.8 | 36099.0908 | 36620.3817 | 37141.6725 | 37662.9634 | 38184.2542 | 38705.5451 | 39226.8359 | 39748.1268
Refrigerators | 0 | 0 | 0 | 723.1678 | 1042.7667 | 1402.3845 | 1828.1864 | 2337.2102 | 2930.847 | 3606.5003 | 4685.0243 | 5841.8647 | 7067.8953 | 8397.6661 | 9888.5852 | 11511.7431 | 13112.6512 | 14565.0666 | 15776.4394 | 16731.1895 | 17479.9971 | 18096.4343 | 18652.0109 | 19177.1489 | 19666.6909 | 20107.288 | 20700.4979 | 21225.4226 | 21750.3472 | 22275.2718 | 22800.1965 | 23325.1211 | 23850.0458 | 24374.9704 | 24899.895 | 25424.8197 | 25949.7443 | 26474.6689 | 26999.5936 | 27524.5182 | 28049.4429
Room AC | 0 | 0 | 0 | 130.1362 | 200.5201 | 275.7915 | 360.5702 | 456.3016 | 561.5711 | 684.0937 | 998.2076 | 1325.8746 | 1607.9183 | 1809.6824 | 1932.003 | 2002.6284 | 2051.7431 | 2102.4639 | 2167.5083 | 2231.6325 | 2276.457 | 2297.9694 | 2298.5953 | 2287.0662 | 2266.8497 | 2245.2851 | 2252.629 | 2245.1791 | 2237.7291 | 2230.2792 | 2222.8293 | 2215.3793 | 2207.9294 | 2200.4794 | 2193.0295 | 2185.5796 | 2178.1296 | 2170.6797 | 2163.2297 | 2155.7798 | 2148.3299
Televisions | 0 | 0 | 0 | 850.3302 | 1750.7085 | 2728.2495 | 3798.994 | 4983.546 | 6717.986 | 9269.0304 | 12298.5649 | 15166.2559 | 17362.3738 | 18761.2943 | 19568.2231 | 20080.1793 | 20516.8269 | 20954.3653 | 21400.9988 | 21865.1727 | 22349.0928 | 22828.9807 | 23305.4843 | 23794.0791 | 24279.4976 | 24766.5254 | 25246.6741 | 25730.3115 | 26213.9489 | 26697.5863 | 27181.2237 | 27664.861 | 28148.4984 | 28632.1358 | 29115.7732 | 29599.4105 | 30083.0479 | 30566.6853 | 31050.3227 | 31533.9601 | 32017.5974
Water Heating | 0 | 0 | 0 | 3314.0481 | 7005.485 | 10264.762 | 14071.4759 | 18353.0185 | 22912.0024 | 27658.8796 | 32789.1599 | 38360.6977 | 45334.3365 | 53533.8093 | 61855.5004 | 69134.3724 | 74705.3189 | 78448.2084 | 80770.6461 | 82285.1116 | 83467.9853 | 84496.8296 | 85446.3514 | 86363.9124 | 87191.1181 | 87977.398 | 88978.6815 | 89880.0384 | 90781.3953 | 91682.7521 | 92584.109 | 93485.4659 | 94386.8228 | 95288.1796 | 96189.5365 | 97090.8934 | 97992.2503 | 98893.6071 | 99794.964 | 100696.3209 | 101597.6778
Grand Total | 0 | 0 | 0 | 55536.584 | 90406.1272 | 107892.993 | 123712.7424 | 140448.3333 | 159365.7559 | 180635.7651 | 204901.374 | 229884.9203 | 254944.7114 | 281389.5962 | 309477.6805 | 337537.4187 | 364664.7135 | 388858.4014 | 408448.8013 | 423810.4288 | 435849.0369 | 445538.007 | 453687.9133 | 461096.9284 | 467682.332 | 473789.6399 | 482628.4768 | 490158.3341 | 497688.1914 | 505218.0487 | 512747.906 | 520277.7633 | 527807.6206 | 535337.4779 | 542867.3352 | 550397.1925 | 557927.0498 | 565456.9071 | 572986.7644 | 580516.6217 | 588046.479
Sector | Residential
Region | West
NAICS | (All)
Energy/Demand | Energy
Potential | TP
Sum of Value | Column Labels
Row Labels | 2010 | 2011 | 2012 | 2013 | 2014 | 2015 | 2016 | 2017 | 2018 | 2019 | 2020 | 2021 | 2022 | 2023 | 2024 | 2025 | 2026 | 2027 | 2028 | 2029 | 2030 | 2031 | 2032 | 2033 | 2034 | 2035 | 2036 | 2037 | 2038 | 2039 | 2040 | 2041 | 2042 | 2043 | 2044 | 2045 | 2046 | 2047 | 2048 | 2049 | 2050
Air-Source Heat Pumps | 0 | 0 | 0 | 306.5355 | 664.5299 | 1045.6442 | 1473.896 | 1936.2661 | 2423.0251 | 2933.8879 | 3578.6153 | 4298.3808 | 5151.804 | 6114.8958 | 5660.1186 | 6129.7774 | 6599.4363 | 7069.0951 | 7538.754 | 8008.4128 | 8478.0717 | 8947.7306 | 9417.3894 | 9887.0483 | 10356.7071 | 10826.366 | 11296.0248 | 11765.6837 | 12235.3425 | 12705.0014 | 13174.6602 | 13644.3191 | 14113.9779 | 14583.6368 | 15053.2956 | 15522.9545 | 15992.6133 | 16462.2722 | 16931.931 | 17401.5899 | 17871.2488
Non-Heat Pump Electric Heating | 0 | 0 | 0 | 187.6675 | 344.4573 | 441.048 | 559.9282 | 699.2023 | 858.7957 | 1035.9477 | 1306.3973 | 1564.3379 | 1837.0387 | 2140.0655 | 2016.6962 | 2181.0663 | 2345.4364 | 2509.8065 | 2674.1766 | 2838.5467 | 3002.9168 | 3167.2869 | 3331.657 | 3496.0271 | 3660.3972 | 3824.7673 | 3989.1374 | 4153.5075 | 4317.8776 | 4482.2477 | 4646.6178 | 4810.9879 | 4975.358 | 5139.7281 | 5304.0983 | 5468.4684 | 5632.8385 | 5797.2086 | 5961.5787 | 6125.9488 | 6290.3189
Central AC | 0 | 0 | 0 | 1463.1911 | 2848.1162 | 4046.7263 | 5311.7819 | 6760.098 | 8354.2256 | 10078.9991 | 12165.9893 | 14432.5664 | 16764.1213 | 19204.2701 | 18608.7219 | 20123.884 | 21639.0461 | 23154.2082 | 24669.3703 | 26184.5324 | 27699.6945 | 29214.8566 | 30730.0188 | 32245.1809 | 33760.343 | 35275.5051 | 36790.6672 | 38305.8293 | 39820.9914 | 41336.1535 | 42851.3156 | 44366.4777 | 45881.6398 | 47396.8019 | 48911.964 | 50427.1261 | 51942.2883 | 53457.4504 | 54972.6125 | 56487.7746 | 58002.9367
Ground-Source Heat Pumps | 0 | 0 | 0 | 15.3001 | 38.9323 | 69.618 | 104.678 | 139.3084 | 174.021 | 208.8617 | 250.8768 | 293.9115 | 337.8961 | 383.8494 | 378.1328 | 409.3386 | 440.5444 | 471.7502 | 502.9559 | 534.1617 | 565.3675 | 596.5733 | 627.779 | 658.9848 | 690.1906 | 721.3963 | 752.6021 | 783.8079 | 815.0137 | 846.2194 | 877.4252 | 908.631 | 939.8368 | 971.0425 | 1002.2483 | 1033.4541 | 1064.6599 | 1095.8656 | 1127.0714 | 1158.2772 | 1189.4829
Furnace Fans | 0 | 0 | 0 | 162.9065 | 315.5187 | 467.5836 | 622.131 | 779.7151 | 942.8157 | 1113.075 | 1284.2076 | 1453.4921 | 1620.2952 | 1791.1744 | 1868.2321 | 2016.8257 | 2165.4194 | 2314.013 | 2462.6067 | 2611.2003 | 2759.794 | 2908.3876 | 3056.9813 | 3205.575 | 3354.1686 | 3502.7623 | 3651.3559 | 3799.9496 | 3948.5432 | 4097.1369 | 4245.7305 | 4394.3242 | 4542.9179 | 4691.5115 | 4840.1052 | 4988.6988 | 5137.2925 | 5285.8861 | 5434.4798 | 5583.0734 | 5731.6671
Clothes Dryers | 0 | 0 | 0 | 256.8146 | 489.3375 | 729.0666 | 991.3153 | 1281.365 | 1596.7609 | 1930.1395 | 2273.7596 | 2622.4989 | 2972.6356 | 3335.8577 | 3362.0018 | 3634.273 | 3906.5442 | 4178.8154 | 4451.0866 | 4723.3577 | 4995.6289 | 5267.9001 | 5540.1713 | 5812.4425 | 6084.7137 | 6356.9849 | 6629.256 | 6901.5272 | 7173.7984 | 7446.0696 | 7718.3408 | 7990.612 | 8262.8832 | 8535.1543 | 8807.4255 | 9079.6967 | 9351.9679 | 9624.2391 | 9896.5103 | 10168.7814 | 10441.0526
Clothes Washers | 0 | 0 | 0 | 54.4608 | 118.5805 | 158.3665 | 203.0854 | 252.1682 | 289.1737 | 330.1588 | 378.1593 | 437.9203 | 510.7578 | 587.8193 | 582.7919 | 628.8722 | 674.9526 | 721.0329 | 767.1132 | 813.1936 | 859.2739 | 905.3543 | 951.4346 | 997.5149 | 1043.5953 | 1089.6756 | 1135.756 | 1181.8363 | 1227.9166 | 1273.997 | 1320.0773 | 1366.1577 | 1412.238 | 1458.3183 | 1504.3987 | 1550.479 | 1596.5594 | 1642.6397 | 1688.72 | 1734.8004 | 1780.8807
Cooking | 0 | 0 | 0 | 53.4789 | 105.5466 | 161.9559 | 225.7203 | 298.2001 | 378.2438 | 464.7095 | 556.0424 | 650.6314 | 747.9832 | 854.6023 | 835.9768 | 904.6107 | 973.2446 | 1041.8786 | 1110.5125 | 1179.1464 | 1247.7803 | 1316.4142 | 1385.0481 | 1453.682 | 1522.3159 | 1590.9499 | 1659.5838 | 1728.2177 | 1796.8516 | 1865.4855 | 1934.1194 | 2002.7533 | 2071.3872 | 2140.0212 | 2208.6551 | 2277.289 | 2345.9229 | 2414.5568 | 2483.1907 | 2551.8246 | 2620.4585
Dishwashers | 0 | 0 | 0 | 142.7903 | 312.3592 | 507.2101 | 718.9073 | 942.136 | 1169.5495 | 1406.5204 | 1678.1064 | 2002.6637 | 2354.3945 | 2677.0481 | 2595.1017 | 2808.6231 | 3022.1444 | 3235.6657 | 3449.187 | 3662.7084 | 3876.2297 | 4089.751 | 4303.2723 | 4516.7937 | 4730.315 | 4943.8363 | 5157.3576 | 5370.879 | 5584.4003 | 5797.9216 | 6011.4429 | 6224.9643 | 6438.4856 | 6652.0069 | 6865.5282 | 7079.0496 | 7292.5709 | 7506.0922 | 7719.6135 | 7933.1349 | 8146.6562
Freezers | 0 | 0 | 0 | 74.3086 | 86.927 | 100.2105 | 114.6861 | 130.7471 | 148.308 | 167.21 | 205.4996 | 244.7064 | 284.4695 | 325.9467 | 316.6267 | 340.9101 | 365.1934 | 389.4768 | 413.7602 | 438.0436 | 462.3269 | 486.6103 | 510.8937 | 535.1771 | 559.4604 | 583.7438 | 608.0272 | 632.3106 | 656.5939 | 680.8773 | 705.1607 | 729.4441 | 753.7274 | 778.0108 | 802.2942 | 826.5775 | 850.8609 | 875.1443 | 899.4277 | 923.711 | 947.9944
Lighting | 0 | 0 | 0 | 14056.635 | 22142.9628 | 21145.7952 | 20119.9144 | 19118.3517 | 18610.8405 | 18472.1876 | 17795.1707 | 17057.0683 | 15575.6642 | 14109.1517 | 22522.3718 | 23637.7 | 24753.0282 | 25868.3565 | 26983.6847 | 28099.0129 | 29214.3411 | 30329.6693 | 31444.9976 | 32560.3258 | 33675.654 | 34790.9822 | 35906.3104 | 37021.6386 | 38136.9669 | 39252.2951 | 40367.6233 | 41482.9515 | 42598.2797 | 43713.608 | 44828.9362 | 45944.2644 | 47059.5926 | 48174.9208 | 49290.2491 | 50405.5773 | 51520.9055
Other Uses | 0 | 0 | 0 | 4797.0066 | 4851.6607 | 4922.1365 | 5000.527 | 5082.6448 | 5163.7632 | 5244.1362 | 5323.1053 | 5399.9426 | 5476.9892 | 5555.4983 | 7149.3739 | 7561.5056 | 7973.6373 | 8385.7689 | 8797.9006 | 9210.0323 | 9622.1639 | 10034.2956 | 10446.4273 | 10858.5589 | 11270.6906 | 11682.8223 | 12094.9539 | 12507.0856 | 12919.2173 | 13331.3489 | 13743.4806 | 14155.6122 | 14567.7439 | 14979.8756 | 15392.0072 | 15804.1389 | 16216.2706 | 16628.4022 | 17040.5339 | 17452.6656 | 17864.7972
Personal Computers | 0 | 0 | 0 | 1279.4831 | 4650.3679 | 7748.4073 | 9001.9713 | 9767.7609 | 10361.1083 | 10930.5908 | 11478.4331 | 12041.5143 | 12536.1702 | 13018.1146 | 16029.093 | 17187.1252 | 18345.1574 | 19503.1896 | 20661.2217 | 21819.2539 | 22977.2861 | 24135.3183 | 25293.3505 | 26451.3827 | 27609.4149 | 28767.4471 | 29925.4793 | 31083.5115 | 32241.5436 | 33399.5758 | 34557.608 | 35715.6402 | 36873.6724 | 38031.7046 | 39189.7368 | 40347.769 | 41505.8012 | 42663.8334 | 43821.8656 | 44979.8977 | 46137.9299
Refrigerators | 0 | 0 | 0 | 435.953 | 626.4145 | 835.2052 | 1077.1451 | 1363.2163 | 1695.1872 | 2072.7846 | 2677.5839 | 3335.4289 | 4044.6428 | 4840.5859 | 4333.7055 | 4692.4458 | 5051.1861 | 5409.9264 | 5768.6667 | 6127.407 | 6486.1472 | 6844.8875 | 7203.6278 | 7562.3681 | 7921.1084 | 8279.8487 | 8638.589 | 8997.3293 | 9356.0695 | 9714.8098 | 10073.5501 | 10432.2904 | 10791.0307 | 11149.771 | 11508.5113 | 11867.2515 | 12225.9918 | 12584.7321 | 12943.4724 | 13302.2127 | 13660.953
Room AC | 0 | 0 | 0 | 24.1276 | 39.6101 | 58.2388 | 79.0017 | 101.3017 | 124.6864 | 152.0706 | 219.952 | 298.4904 | 372.6913 | 433.0788 | 376.1237 | 408.1474 | 440.171 | 472.1947 | 504.2183 | 536.242 | 568.2656 | 600.2892 | 632.3129 | 664.3365 | 696.3602 | 728.3838 | 760.4075 | 792.4311 | 824.4548 | 856.4784 | 888.502 | 920.5257 | 952.5493 | 984.573 | 1016.5966 | 1048.6203 | 1080.6439 | 1112.6676 | 1144.6912 | 1176.7148 | 1208.7385
Televisions | 0 | 0 | 0 | 454.1407 | 931.842 | 1447.5679 | 2011.306 | 2633.3996 | 3558.2382 | 4930.7533 | 6562.8827 | 8105.5325 | 9280.3865 | 10018.523 | 9747.8216 | 10571.9638 | 11396.106 | 12220.2482 | 13044.3904 | 13868.5326 | 14692.6747 | 15516.8169 | 16340.9591 | 17165.1013 | 17989.2435 | 18813.3857 | 19637.5279 | 20461.6701 | 21285.8123 | 22109.9545 | 22934.0967 | 23758.2389 | 24582.381 | 25406.5232 | 26230.6654 | 27054.8076 | 27878.9498 | 28703.092 | 29527.2342 | 30351.3764 | 31175.5186
Water Heating | 0 | 0 | 0 | 1002.1235 | 1998.0959 | 2783.0706 | 3646.8519 | 4570.8245 | 5555.5163 | 6606.4567 | 7792.7144 | 9103.1887 | 10843.3667 | 12974.6961 | 12189.4608 | 13177.7993 | 14166.1379 | 15154.4764 | 16142.8149 | 17131.1534 | 18119.492 | 19107.8305 | 20096.169 | 21084.5076 | 22072.8461 | 23061.1846 | 24049.5232 | 25037.8617 | 26026.2002 | 27014.5388 | 28002.8773 | 28991.2158 | 29979.5543 | 30967.8929 | 31956.2314 | 32944.5699 | 33932.9085 | 34921.247 | 35909.5855 | 36897.9241 | 37886.2626
Grand Total | 0 | 0 | 0 | 24766.9236 | 40565.2592 | 46667.8511 | 51262.8469 | 55856.7058 | 61404.2593 | 68078.4894 | 75527.4957 | 83342.2749 | 90711.3066 | 98365.1777 | 108572.3509 | 116414.8683 | 124257.3856 | 132099.903 | 139942.4203 | 147784.9377 | 155627.455 | 163469.9724 | 171312.4897 | 179155.0071 | 186997.5245 | 194840.0418 | 202682.5592 | 210525.0765 | 218367.5939 | 226210.1112 | 234052.6286 | 241895.1459 | 249737.6633 | 257580.1807 | 265422.698 | 273265.2154 | 281107.7327 | 288950.2501 | 296792.7674 | 304635.2848 | 312477.8021
Note on A14: Boyd, Erin: Central AC, Room AC, and a percentage of ASHP and GTHP savings
Note on A15: Boyd, Erin: Non-heat pump electric heating, furnance fans, and
Note on A16: Boyd, Erin: a percentage of ASHP and GTHP savings
Note on A19: Boyd, Erin: Clothes dryers, clothes washers, cooking, dishwashers, freezers
Note on A20: Boyd, Erin: Personal computers and TVs
Note on A21: Boyd, Erin: Other Uses
Note on A25: Boyd, Erin: Central AC, Room AC, and a percentage of ASHP and GTHP savings
Note on A26: Boyd, Erin: Non-heat pump electric heating, furnance fans, and
Note on A27: Boyd, Erin: a percentage of ASHP and GTHP savings
Note on A30: Boyd, Erin: Clothes dryers, clothes washers, cooking, dishwashers, freezers
Note on A31: Boyd, Erin: Personal computers and TVs
Note on A32: Boyd, Erin: Other Uses

## Residential Economic
Energy savings in GWh
Total | 0 | 0 | 0 | 69373.9578 | 115662.9488 | 121809.5142 | 126699.0093 | 131929.4751 | 140768.4868 | 152708.2707 | 164239.2143 | 175381.0665 | 184546.2196 | 194470.3691 | 207179.2685 | 221207.8023 | 239016.697 | 257550.4608 | 272458.1857 | 283937.894 | 292259.5326 | 298804.6266 | 304695.3509 | 310328.8641 | 315499.7155 | 320457.2367
FOR GCAM
Sector | Residential |  |  |  |  | Percent ASHP used for: |  |  |  |  | Percent GTHP used for:
Region | National |  |  |  | Cooling | 50% |  |  |  | Cooling | 50%
NAICS | (All) |  |  |  | Heating | 50% |  |  |  | Heating | 50%
Energy/Demand | Energy
Potential | EP
Sum of Value | Column Labels
Row Labels | 2010 | 2011 | 2012 | 2013 | 2014 | 2015 | 2016 | 2017 | 2018 | 2019 | 2020 | 2021 | 2022 | 2023 | 2024 | 2025 | 2026 | 2027 | 2028 | 2029 | 2030 | 2031 | 2032 | 2033 | 2034 | 2035
Space Cooling | 0 | 0 | 0 | 286.3416 | 516.519 | 686.1052 | 852.3355 | 1032.8372 | 1242.2723 | 1465.6115 | 1714.6988 | 1973.7827 | 2259.7947 | 2557.0244 | 2915.181 | 3336.5801 | 3803.4819 | 4242.0511 | 4616.2543 | 4980.4635 | 5273.4882 | 5500.971 | 5693.6954 | 5864.1949 | 6022.9602 | 6175.9376
Space Heating | 0 | 0 | 0 | 297.9753 | 551.8286 | 694.1888 | 847.1076 | 1015.6667 | 1200.7528 | 1411.5772 | 1634.5594 | 1871.2207 | 2120.0635 | 2391.3691 | 2755.4196 | 3207.7794 | 3689.3941 | 4132.2445 | 4493.9794 | 4827.6202 | 5043.7701 | 5189.6401 | 5309.6957 | 5416.3019 | 5516.5857 | 5614.2607
Hot Water Heating | 0 | 0 | 0 | 227.9123 | 463.2702 | 626.488 | 809.6778 | 1012.0037 | 1231.4784 | 1465.712 | 1711.6269 | 1985.4851 | 2330.1593 | 2735.4177 | 3672.7751 | 4536.3188 | 5247.9303 | 5789.4081 | 6197.6381 | 6531.4119 | 6836.6449 | 7136.7565 | 7443.7611 | 7772.0948 | 8134.5915 | 8493.3413
Lighting | 0 | 0 | 0 | 12577.9104 | 19156.8459 | 17568.9218 | 16201.8912 | 14745.2355 | 13900.871 | 13525.7185 | 12726.9258 | 11694.0195 | 10051.7235 | 8400.6369 | 6732.3866 | 5050.6111 | 4235.0008 | 4095.4363 | 3961.2432 | 3882.2263 | 3806.3689 | 3736.5807 | 3671.4247 | 3558.9169 | 3440.0126 | 3309.9455
Large Appliances | 0 | 0 | 0 | 154.3352 | 300.4315 | 463.9023 | 641.5917 | 834.241 | 1040.0489 | 1261.1327 | 1511.0862 | 1802.8401 | 2133.5173 | 2432.5986 | 2665.5258 | 2828.2378 | 2931.6561 | 2998.499 | 3048.6466 | 3088.4009 | 3124.1578 | 3159.2671 | 3194.661 | 3231.7692 | 3270.9494 | 3310.667
Other Appliances | 0 | 0 | 0 | 192.8768 | 706.1345 | 1181.0177 | 1367.0366 | 1477.8315 | 1567.9787 | 1661.0902 | 1754.7427 | 1848.921 | 1927.6271 | 1997.3703 | 2058.6222 | 2834.697 | 3652.5643 | 4604.3592 | 5510.5869 | 6221.7864 | 6618.6278 | 6968.8667 | 7293.8681 | 7580.1163 | 7825.306 | 8040.5806
Other Uses | 0 | 0 | 0 | 0 | 0 | 0 | 0 | 0 | 0 | 0 | 0 | 0 | 0 | 0 | 0 | 0 | 0 | 0 | 0 | 0 | 0 | 0 | 0 | 0 | 0 | 0
Sector | Residential
Region | National
NAICS | (All)
Energy/Demand | Energy
Potential | EP
Sum of Value | Column Labels
Row Labels | 2010 | 2011 | 2012 | 2013 | 2014 | 2015 | 2016 | 2017 | 2018 | 2019 | 2020 | 2021 | 2022 | 2023 | 2024 | 2025 | 2026 | 2027 | 2028 | 2029 | 2030 | 2031 | 2032 | 2033 | 2034 | 2035
Air-Source Heat Pumps | 0 | 0 | 0 | 547.7155 | 1275.2361 | 2026.2798 | 2883.5732 | 3816.528 | 4807.0215 | 5838.8787 | 6894.0198 | 8059.7003 | 9422.8018 | 10948.7991 | 12492.2732 | 14017.5247 | 15280.4911 | 16277.3837 | 17142.2571 | 17997.7111 | 18825.285 | 19658.8886 | 20700.6793 | 21766.8416 | 22917.0339 | 24091.495
Non-Heat Pump Electric Heating | 0 | 0 | 0 | 1315.4131 | 2437.5641 | 3199.7573 | 4034.9299 | 4995.5479 | 6072.5579 | 7263.1998 | 8610.921 | 10038.524 | 11444.6291 | 12960.1393 | 14923.796 | 17308.5016 | 19901.6059 | 22333.0525 | 24410.9853 | 25981.2361 | 27046.1323 | 27715.26 | 28164.0408 | 28538.5595 | 28851.9693 | 29111.8141
Central AC | 0 | 0 | 0 | 4191.406 | 7759.0625 | 10089.7382 | 12645.9531 | 15638.4337 | 18951.0213 | 22521.6014 | 26537.825 | 30605.7482 | 34765.9949 | 39004.9536 | 44425.4017 | 51090.8519 | 59181.269 | 66760.4971 | 73139.931 | 78227.4273 | 81887.5114 | 84536.1919 | 86648.1807 | 88607.9783 | 90417.1556 | 92209.5563
Ground-Source Heat Pumps | 0 | 0 | 0 | 49.236 | 123.8447 | 218.1166 | 343.4265 | 463.3393 | 580.3049 | 693.819 | 816.9027 | 951.0277 | 1085.2989 | 1224.6908 | 1369.0299 | 1538.7745 | 1710.9064 | 1887.1629 | 2054.6354 | 2217.8359 | 2372.1266 | 2516.3398 | 2677.124 | 2829.1344 | 2974.0295 | 3111.4974
Furnace Fans | 0 | 0 | 0 | 260.8531 | 480.2596 | 685.7233 | 892.7805 | 1108.2086 | 1333.6314 | 1568.2964 | 1822.7301 | 2062.8178 | 2296.5385 | 2539.9523 | 2890.5101 | 3252.8304 | 3608.5029 | 4071.701 | 4455.1388 | 4780.4927 | 4990.4084 | 5137.0823 | 5250.7066 | 5355.8251 | 5450.9199 | 5540.4674
Clothes Dryers | 0 | 0 | 0 | 0 | 102.9783 | 210.7501 | 329.2161 | 461.1556 | 604.8668 | 757.0059 | 913.7123 | 1072.4333 | 1254.6784 | 1447.0958 | 1651.2725 | 1859.0439 | 2057.6848 | 2231.2409 | 2369.0621 | 2469.6089 | 2538.9706 | 2586.5678 | 2623.912 | 2660.4624 | 2698.2888 | 2738.5424
Clothes Washers | 0 | 0 | 0 | 0 | 0 | 0 | 0 | 0 | 0 | 0 | 0 | 0 | 0 | 0 | 0 | 0 | 0 | 0 | 0 | 0 | 0 | 0 | 0 | 0 | 0 | 0
Cooking | 0 | 0 | 0 | 86.4036 | 170.3647 | 260.447 | 359.9734 | 469.9024 | 588.3366 | 713.9803 | 844.8864 | 979.0744 | 1116.2702 | 1267.8036 | 1502.3275 | 1762.9888 | 2123.8042 | 2457.1412 | 2744.0673 | 2981.3234 | 3178.5885 | 3349.7078 | 3508.505 | 3667.1922 | 3830.6051 | 4000.0297
Dishwashers | 0 | 0 | 0 | 599.4711 | 1309.058 | 2126.5064 | 3018.612 | 3965.7274 | 4941.5336 | 5960.3567 | 7109.4291 | 8463.8579 | 9914.3726 | 11229.0283 | 12233.0055 | 12906.7856 | 13323.9544 | 13600.4847 | 13834.5407 | 14049.1053 | 14263.4488 | 14477.8091 | 14687.2346 | 14897.0877 | 15109.212 | 15323.546
Freezers | 0 | 0 | 0 | 119.6983 | 120.9416 | 122.0512 | 123.1069 | 124.1439 | 125.1022 | 125.9876 | 126.8504 | 127.6954 | 128.5437 | 129.4664 | 130.9197 | 132.8568 | 123.9071 | 104.9828 | 79.7709 | 53.6019 | 31.3512 | 15.6551 | 6.4989 | 2.1552 | 0.53586 | 0.088838
Lighting | 0 | 0 | 0 | 56886.3777 | 88312.9808 | 82024.8419 | 75904.9742 | 69627.163 | 66081.8612 | 64692.7053 | 61246.2492 | 56662.9533 | 48967.0969 | 41162.9099 | 33324.7867 | 25443.6166 | 21661.9416 | 21081.6905 | 20543.9184 | 20223.8459 | 19913.9626 | 19630.6913 | 19367.1125 | 19058.9711 | 18445.0196 | 17701.4386
Other Uses | 0 | 0 | 0 | 0 | 0 | 0 | 0 | 0 | 0 | 0 | 0 | 0 | 0 | 0 | 0 | 0 | 0 | 0 | 0 | 0 | 0 | 0 | 0 | 0 | 0 | 0
Personal Computers | 0 | 0 | 0 | 1650.1053 | 6022.0169 | 10021.8912 | 11592.951 | 12525.8575 | 13242.261 | 13924.9189 | 14575.7815 | 15242.2947 | 15818.252 | 16375.3447 | 17903.8834 | 20492.2589 | 23133.0466 | 25974.0857 | 28324.4677 | 29598.3559 | 30207.6609 | 30699.6602 | 31153.8147 | 31585.5665 | 31994.5071 | 32385.5201
Refrigerators | 0 | 0 | 0 | 0 | 0 | 0 | 0 | 0 | 0 | 0 | 0 | 0 | 0 | 0 | 0 | 0 | 0 | 0 | 0 | 0 | 0 | 0 | 0 | 0 | 0 | 0
Room AC | 0 | 0 | 0 | 125.5385 | 190.5379 | 258.7117 | 334.6536 | 419.7481 | 511.9799 | 616.9666 | 889.602 | 1170.9877 | 1412.5266 | 1585.5909 | 1690.5547 | 1752.0041 | 1794.6683 | 1838.9528 | 1896.5938 | 1954.0637 | 1993.8234 | 2029.1952 | 2047.3265 | 2082.607 | 2107.2911 | 2126.307
Televisions | 0 | 0 | 0 | 262.4035 | 541.5881 | 853.6335 | 1196.0446 | 1574.1011 | 2252.0715 | 3250.0457 | 4885.2931 | 6448.6128 | 7689.3132 | 8550.6509 | 9142.3485 | 9614.2585 | 10091.1759 | 10598.9499 | 11135.1213 | 11846.698 | 12542.7439 | 13182.2572 | 13788.6943 | 14339.806 | 14840.072 | 15324.09
Water Heating | 0 | 0 | 0 | 3279.3359 | 6816.5156 | 9711.066 | 13038.8141 | 16739.6185 | 20675.937 | 24780.5083 | 28965.0119 | 33495.339 | 39229.9026 | 46043.9434 | 53499.1591 | 60035.5061 | 65023.7388 | 68333.1348 | 70327.6957 | 71556.588 | 72467.5189 | 73269.3203 | 74071.5211 | 74936.6772 | 75863.0758 | 76792.8439
Grand Total | 0 | 0 | 0 | 69373.9578 | 115662.9488 | 121809.5142 | 126699.0093 | 131929.4751 | 140768.4868 | 152708.2707 | 164239.2143 | 175381.0665 | 184546.2196 | 194470.3691 | 207179.2685 | 221207.8023 | 239016.697 | 257550.4608 | 272458.1857 | 283937.894 | 292259.5326 | 298804.6266 | 304695.3509 | 310328.8641 | 315499.7155 | 320457.2367
Sector | Residential
Region | Midwest
NAICS | (All)
Energy/Demand | Energy
Potential | EP
Sum of Value | Column Labels
Row Labels | 2010 | 2011 | 2012 | 2013 | 2014 | 2015 | 2016 | 2017 | 2018 | 2019 | 2020 | 2021 | 2022 | 2023 | 2024 | 2025 | 2026 | 2027 | 2028 | 2029 | 2030 | 2031 | 2032 | 2033 | 2034 | 2035
Air-Source Heat Pumps | 0 | 0 | 0 | 11.9745 | 24.8849 | 39.03 | 54.9086 | 72.4842 | 91.3782 | 111.3657 | 132.4154 | 156.7012 | 186.2512 | 222.5264 | 257.9014 | 288.1535 | 311.3556 | 327.7114 | 349.1382 | 367.9727 | 386.1082 | 404.406 | 422.8965 | 442.0482 | 461.4511 | 481.0394
Non-Heat Pump Electric Heating | 0 | 0 | 0 | 289.6385 | 533.5424 | 664.5066 | 804.8349 | 960.1467 | 1130.6309 | 1326.4379 | 1533.9603 | 1753.6206 | 1982.8466 | 2231.0614 | 2572.3495 | 3004.0998 | 3468.5178 | 3897.8356 | 4244.0152 | 4563.9721 | 4767.3825 | 4900.93 | 4997.7089 | 5080.9489 | 5157.5508 | 5230.5005
Central AC | 0 | 0 | 0 | 257.2835 | 468.7885 | 618.3815 | 763.2124 | 921.1917 | 1106.4628 | 1305.7582 | 1513.1838 | 1725.7362 | 1964.2593 | 2215.7428 | 2535.5796 | 2926.1543 | 3368.1242 | 3785.5181 | 4135.7512 | 4478.3985 | 4753.1261 | 4964.7928 | 5133.0457 | 5280.2026 | 5415.9335 | 5544.9919
Ground-Source Heat Pumps | 0 | 0 | 0 | 4.6991 | 11.6875 | 20.3345 | 29.6368 | 38.5558 | 48.8656 | 58.9131 | 68.7828 | 78.4989 | 88.1826 | 98.0889 | 108.2387 | 119.2056 | 130.3969 | 141.1063 | 150.7901 | 159.3236 | 166.6669 | 173.0141 | 201.0772 | 228.6576 | 256.6185 | 286.4808
Furnace Fans | 0 | 0 | 0 | 0 | 0 | 0 | 0 | 0 | 0 | 0 | 0 | 0 | 0 | 0 | 0 | 0 | 0 | 0 | 0 | 0 | 0 | 0 | 0 | 0 | 0 | 0
Clothes Dryers | 0 | 0 | 0 | 0 | 8.9643 | 17.888 | 27.3995 | 37.905 | 49.4346 | 61.6882 | 74.2351 | 86.7833 | 121.9982 | 158.5629 | 197.6121 | 237.7589 | 276.5532 | 311.2766 | 340.1027 | 362.8767 | 380.7993 | 395.9079 | 410.2722 | 425.4938 | 442.0112 | 458.7069
Clothes Washers | 0 | 0 | 0 | 0 | 0 | 0 | 0 | 0 | 0 | 0 | 0 | 0 | 0 | 0 | 0 | 0 | 0 | 0 | 0 | 0 | 0 | 0 | 0 | 0 | 0 | 0
Cooking | 0 | 0 | 0 | 0 | 0 | 0 | 0 | 0 | 0 | 0 | 0 | 0 | 0 | 0 | 0 | 0 | 0 | 0 | 0 | 0 | 0 | 0 | 0 | 0 | 0 | 0
Dishwashers | 0 | 0 | 0 | 120.9102 | 257.6894 | 411.9327 | 579.8347 | 761.722 | 955.778 | 1164.4167 | 1401.6414 | 1680.6659 | 1975.9371 | 2238.228 | 2431.679 | 2553.6303 | 2620.6263 | 2657.9057 | 2686.1938 | 2710.4686 | 2734.5393 | 2758.9524 | 2782.5591 | 2805.6687 | 2828.7874 | 2851.9351
Freezers | 0 | 0 | 0 | 33.425 | 33.7778 | 34.0815 | 34.3574 | 34.6141 | 34.8362 | 35.0277 | 35.2098 | 35.3909 | 35.582 | 35.8077 | 36.2347 | 36.8486 | 34.4765 | 29.3167 | 22.3501 | 15.0556 | 8.8192 | 4.4069 | 1.8297 | 0.60667 | 0.1508 | 0.024992
Lighting | 0 | 0 | 0 | 12577.9104 | 19156.8459 | 17568.9218 | 16201.8912 | 14745.2355 | 13900.871 | 13525.7185 | 12726.9258 | 11694.0195 | 10051.7235 | 8400.6369 | 6732.3866 | 5050.6111 | 4235.0008 | 4095.4363 | 3961.2432 | 3882.2263 | 3806.3689 | 3736.5807 | 3671.4247 | 3558.9169 | 3440.0126 | 3309.9455
Other Uses | 0 | 0 | 0 | 0 | 0 | 0 | 0 | 0 | 0 | 0 | 0 | 0 | 0 | 0 | 0 | 0 | 0 | 0 | 0 | 0 | 0 | 0 | 0 | 0 | 0 | 0
Personal Computers | 0 | 0 | 0 | 192.8768 | 706.1345 | 1172.98 | 1350.4014 | 1451.762 | 1527.3998 | 1598.4785 | 1665.6764 | 1734.184 | 1792.0325 | 1847.2915 | 1899.4516 | 2669.8911 | 3463.3596 | 4386.7836 | 5257.0164 | 5727.961 | 5847.5492 | 5910.6514 | 5966.5285 | 6016.8796 | 6061.9511 | 6102.9492
Refrigerators | 0 | 0 | 0 | 0 | 0 | 0 | 0 | 0 | 0 | 0 | 0 | 0 | 0 | 0 | 0 | 0 | 0 | 0 | 0 | 0 | 0 | 0 | 0 | 0 | 0 | 0
Room AC | 0 | 0 | 0 | 20.7214 | 29.4443 | 38.0415 | 46.8504 | 56.1255 | 65.6877 | 74.7139 | 100.9159 | 130.4465 | 158.3186 | 180.9739 | 196.5313 | 206.7462 | 214.4814 | 222.1242 | 230.5389 | 238.4168 | 243.9746 | 247.4681 | 248.6629 | 248.6393 | 247.9919 | 247.1856
Televisions | 0 | 0 | 0 | 0 | 0 | 8.0377 | 16.6352 | 26.0695 | 40.5789 | 62.6118 | 89.0662 | 114.7369 | 135.5946 | 150.0788 | 159.1706 | 164.8058 | 189.2046 | 217.5755 | 253.5704 | 493.8254 | 771.0786 | 1058.2153 | 1327.3396 | 1563.2367 | 1763.355 | 1937.6314
Water Heating | 0 | 0 | 0 | 227.9123 | 463.2702 | 626.488 | 809.6778 | 1012.0037 | 1231.4784 | 1465.712 | 1711.6269 | 1985.4851 | 2330.1593 | 2735.4177 | 3672.7751 | 4536.3188 | 5247.9303 | 5789.4081 | 6197.6381 | 6531.4119 | 6836.6449 | 7136.7565 | 7443.7611 | 7772.0948 | 8134.5915 | 8493.3413
Grand Total | 0 | 0 | 0 | 13737.3516 | 21695.0297 | 21220.6237 | 20719.6403 | 20117.8156 | 20183.4022 | 20790.8421 | 21053.6398 | 21176.2691 | 20822.8854 | 20514.417 | 20799.9103 | 21794.2242 | 23560.0275 | 25861.9981 | 27828.3484 | 29531.9093 | 30703.0577 | 31692.0821 | 32607.106 | 33423.394 | 34210.4054 | 34944.7327
Sector | Residential
Region | Northeast
NAICS | (All)
Energy/Demand | Energy
Potential | EP
Sum of Value | Column Labels
Row Labels | 2010 | 2011 | 2012 | 2013 | 2014 | 2015 | 2016 | 2017 | 2018 | 2019 | 2020 | 2021 | 2022 | 2023 | 2024 | 2025 | 2026 | 2027 | 2028 | 2029 | 2030 | 2031 | 2032 | 2033 | 2034 | 2035
Air-Source Heat Pumps | 0 | 0 | 0 | 12.1444 | 24.9354 | 38.2612 | 52.7069 | 68.1313 | 84.2027 | 100.6005 | 117.1115 | 135.3738 | 156.135 | 179.0967 | 201.6675 | 221.6626 | 240.5835 | 255.9575 | 268.2243 | 278.6715 | 288.3416 | 297.5077 | 306.3685 | 314.6318 | 322.2001 | 329.4321
Non-Heat Pump Electric Heating | 0 | 0 | 0 | 23.346 | 39.5982 | 45.7932 | 52.9428 | 61.511 | 71.5158 | 82.7221 | 94.83 | 106.7802 | 118.2784 | 131.5076 | 157.8784 | 196.7671 | 241.3521 | 283.6373 | 317.0384 | 338.5088 | 349.1718 | 357.7076 | 361.3864 | 363.2413 | 364.4266 | 365.6677
Central AC | 0 | 0 | 0 | 43.0673 | 77.7965 | 104.3506 | 131.6599 | 162.7492 | 196.686 | 233.719 | 270.6191 | 308.9499 | 347.0953 | 387.5646 | 443.0494 | 511.9279 | 587.6416 | 657.7583 | 714.5025 | 752.9512 | 777.16 | 793.1914 | 802.8248 | 807.8805 | 812.7337 | 817.6544
Ground-Source Heat Pumps | 0 | 0 | 0 | 1.5521 | 3.8286 | 6.6812 | 9.835 | 12.8224 | 15.7104 | 18.536 | 21.2307 | 23.877 | 26.474 | 29.1087 | 31.813 | 34.7262 | 37.7313 | 40.5779 | 43.2813 | 45.4988 | 47.3692 | 48.8857 | 50.3535 | 51.6357 | 52.7913 | 53.8878
Furnace Fans | 0 | 0 | 0 | 260.8531 | 480.2596 | 685.7233 | 892.7805 | 1108.2086 | 1333.6314 | 1568.2964 | 1822.7301 | 2062.8178 | 2296.5385 | 2539.9523 | 2890.5101 | 3252.8304 | 3608.5029 | 3926.304 | 4175.6714 | 4376.9883 | 4482.5187 | 4525.4417 | 4538.7283 | 4544.5753 | 4540.1927 | 4528.7644
Clothes Dryers | 0 | 0 | 0 | 0 | 14.7718 | 29.3919 | 45.0911 | 62.4504 | 81.3995 | 101.459 | 121.7758 | 141.8767 | 161.342 | 181.4032 | 202.8145 | 224.9452 | 246.5379 | 265.4694 | 279.9136 | 289.4166 | 294.8082 | 297.3386 | 298.425 | 298.8446 | 299.0926 | 299.8018
Clothes Washers | 0 | 0 | 0 | 0 | 0 | 0 | 0 | 0 | 0 | 0 | 0 | 0 | 0 | 0 | 0 | 0 | 0 | 0 | 0 | 0 | 0 | 0 | 0 | 0 | 0 | 0
Cooking | 0 | 0 | 0 | 0 | 0 | 0 | 0 | 0 | 0 | 0 | 0 | 0 | 0 | 0 | 0 | 0 | 0 | 0 | 0 | 0 | 0 | 0 | 0 | 0 | 0 | 0
Dishwashers | 0 | 0 | 0 | 84.3706 | 178.1162 | 283.1804 | 396.3787 | 515.0097 | 636.0163 | 763.3446 | 915.2448 | 1104.7624 | 1311.9607 | 1498.3357 | 1634.6754 | 1716.6586 | 1757.072 | 1775.4094 | 1787.6597 | 1797.3528 | 1807.1409 | 1817.3497 | 1827.2501 | 1836.8132 | 1846.5078 | 1856.399
Freezers | 0 | 0 | 0 | 12.7342 | 12.8477 | 12.948 | 13.0453 | 13.1442 | 13.2401 | 13.3326 | 13.4268 | 13.5228 | 13.6228 | 13.7299 | 13.9016 | 14.1319 | 13.2071 | 11.2138 | 8.5368 | 5.7444 | 3.3628 | 1.6799 | 0.69749 | 0.23129 | 0.0575 | 0.0095309
Lighting | 0 | 0 | 0 | 9358.8383 | 14574.3264 | 13541.2158 | 12484.0406 | 11419.0956 | 10800.6002 | 10531.8269 | 9959.4822 | 9208.3026 | 7941.0982 | 6673.6957 | 5413.7104 | 4154.1793 | 3541.1755 | 3427.2763 | 3318.4595 | 3213.3132 | 3111.8167 | 3016.5418 | 2925.753 | 2834.6971 | 2727.7756 | 2599.9774
Other Uses | 0 | 0 | 0 | 0 | 0 | 0 | 0 | 0 | 0 | 0 | 0 | 0 | 0 | 0 | 0 | 0 | 0 | 0 | 0 | 0 | 0 | 0 | 0 | 0 | 0 | 0
Personal Computers | 0 | 0 | 0 | 434.0514 | 1596.6151 | 2645.9405 | 3025.3708 | 3232.6343 | 3385.4127 | 3527.8797 | 3660.5169 | 3796.0992 | 3907.0576 | 4010.6857 | 4106.0572 | 4191.6312 | 4267.3595 | 4334.9407 | 4394.7314 | 4447.3011 | 4492.251 | 4531.844 | 4566.1611 | 4596.2139 | 4622.367 | 4645.446
Refrigerators | 0 | 0 | 0 | 0 | 0 | 0 | 0 | 0 | 0 | 0 | 0 | 0 | 0 | 0 | 0 | 0 | 0 | 0 | 0 | 0 | 0 | 0 | 0 | 0 | 0 | 0
Room AC | 0 | 0 | 0 | 0 | 0 | 0 | 0 | 0 | 0 | 0 | 0 | 0 | 0 | 0 | 0 | 0 | 0 | 0 | 0 | 0 | 0 | 0 | 0 | 0 | 0 | 0
Televisions | 0 | 0 | 0 | 0 | 0 | 0 | 0 | 0 | 0 | 0 | 0 | 0 | 0 | 0 | 0 | 0 | 0 | 0 | 17.0486 | 38.6921 | 63.708 | 89.4984 | 113.3652 | 133.7258 | 150.4709 | 164.9948
Water Heating | 0 | 0 | 0 | 283.3046 | 557.2538 | 854.1285 | 1180.5287 | 1533.026 | 1905.8736 | 2292.5641 | 2685.6806 | 3105.9289 | 3639.0418 | 4278.7703 | 4939.4353 | 5533.672 | 5999.4126 | 6312.1871 | 6486.66 | 6567.6699 | 6598.6361 | 6607.9538 | 6608.7429 | 6599.7494 | 6586.5285 | 6575.5666
Grand Total | 0 | 0 | 0 | 10514.2619 | 17560.3493 | 18247.6146 | 18284.3801 | 18188.7825 | 18524.2888 | 19234.2809 | 19682.6484 | 20008.2915 | 19918.6442 | 19923.8503 | 20035.5129 | 20053.1324 | 20540.5759 | 21290.7317 | 21811.7273 | 22152.1088 | 22316.2851 | 22384.9402 | 22400.0563 | 22382.2398 | 22325.1444 | 22237.6015
Sector | Residential
Region | South
NAICS | (All)
Energy/Demand | Energy
Potential | EP
Sum of Value | Column Labels
Row Labels | 2010 | 2011 | 2012 | 2013 | 2014 | 2015 | 2016 | 2017 | 2018 | 2019 | 2020 | 2021 | 2022 | 2023 | 2024 | 2025 | 2026 | 2027 | 2028 | 2029 | 2030 | 2031 | 2032 | 2033 | 2034 | 2035
Air-Source Heat Pumps | 0 | 0 | 0 | 465.9037 | 1100.2447 | 1749.0578 | 2491.4872 | 3299.9397 | 4158.6282 | 5051.9817 | 5962.9595 | 6967.6357 | 8142.5467 | 9454.6781 | 10762.5264 | 12053.7354 | 13114.1662 | 13943.9995 | 14643.294 | 15332.0071 | 15996.0635 | 16669.1775 | 17548.73 | 18442.6096 | 19411.0535 | 20401.6044
Non-Heat Pump Electric Heating | 0 | 0 | 0 | 879.7897 | 1638.4344 | 2199.4501 | 2818.0297 | 3533.4866 | 4336.5466 | 5215.8572 | 6231.1137 | 7305.0349 | 8379.679 | 9493.6223 | 10905.8309 | 12598.1522 | 14452.0421 | 16207.7492 | 17660.2985 | 18749.456 | 19494.0424 | 19973.3042 | 20291.7285 | 20550.3352 | 20753.413 | 20906.0291
Central AC | 0 | 0 | 0 | 3469.5235 | 6403.3987 | 8279.6395 | 10355.6858 | 12803.5028 | 15503.5836 | 18412.2352 | 21730.1228 | 25073.0952 | 28395.8867 | 31829.9363 | 36283.845 | 41823.7377 | 48710.1533 | 55185.3395 | 60742.9043 | 65101.691 | 68235.3797 | 70484.2934 | 72287.1665 | 73909.7737 | 75386.6986 | 76854.4992
Ground-Source Heat Pumps | 0 | 0 | 0 | 41.8 | 105.2962 | 185.6265 | 295.6468 | 400.8207 | 501.7185 | 599.4496 | 702.1401 | 815.7598 | 929.2837 | 1047.1913 | 1169.5204 | 1316.1111 | 1465.0921 | 1619.4813 | 1766.9052 | 1907.9862 | 2041.0108 | 2165.2606 | 2279.1212 | 2384.5846 | 2479.1431 | 2565.2384
Furnace Fans | 0 | 0 | 0 | 0 | 0 | 0 | 0 | 0 | 0 | 0 | 0 | 0 | 0 | 0 | 0 | 0 | 0 | 145.397 | 279.4674 | 403.5043 | 507.8897 | 611.6406 | 711.9782 | 811.2498 | 910.7272 | 1011.703
Clothes Dryers | 0 | 0 | 0 | 0 | 55.8994 | 115.5199 | 181.9128 | 256.3744 | 337.5371 | 423.5378 | 512.5517 | 603.3167 | 695.4503 | 794.5226 | 899.7701 | 1005.9224 | 1105.9678 | 1192.0083 | 1259.2582 | 1307.6045 | 1340.1003 | 1361.3087 | 1376.568 | 1390.4375 | 1403.896 | 1418.7481
Clothes Washers | 0 | 0 | 0 | 0 | 0 | 0 | 0 | 0 | 0 | 0 | 0 | 0 | 0 | 0 | 0 | 0 | 0 | 0 | 0 | 0 | 0 | 0 | 0 | 0 | 0 | 0
Cooking | 0 | 0 | 0 | 86.4036 | 170.3647 | 260.447 | 359.9734 | 469.9024 | 588.3366 | 713.9803 | 844.8864 | 979.0744 | 1116.2702 | 1267.8036 | 1502.3275 | 1762.9888 | 2123.8042 | 2457.1412 | 2744.0673 | 2981.3234 | 3178.5885 | 3349.7078 | 3508.505 | 3667.1922 | 3830.6051 | 4000.0297
Dishwashers | 0 | 0 | 0 | 251.4 | 560.8932 | 924.1832 | 1323.4913 | 1746.8598 | 2180.1898 | 2626.075 | 3114.4366 | 3675.7659 | 4272.0804 | 4815.4166 | 5239.3247 | 5536.782 | 5735.7329 | 5880.0507 | 6007.592 | 6126.8364 | 6245.8702 | 6364.1839 | 6479.9189 | 6596.445 | 6714.2834 | 6833.2939
Freezers | 0 | 0 | 0 | 48.7696 | 49.2792 | 49.7417 | 50.1882 | 50.6317 | 51.0454 | 51.4302 | 51.8049 | 52.1704 | 52.535 | 52.9257 | 53.4963 | 54.2251 | 50.4843 | 42.6885 | 32.3764 | 21.7243 | 12.6952 | 6.3368 | 2.6304 | 0.8724 | 0.21695 | 0.035976
Lighting | 0 | 0 | 0 | 22143.0722 | 34561.1397 | 32213.0477 | 29867.374 | 27499.5291 | 26184.7513 | 25716.2623 | 24401.41 | 22627.6091 | 19612.5421 | 16518.0756 | 13402.9366 | 10279.3351 | 8798.7366 | 8605.2471 | 8440.5252 | 8435.8959 | 8434.9525 | 8443.9859 | 8458.3971 | 8472.1709 | 8224.6372 | 7915.8153
Other Uses | 0 | 0 | 0 | 0 | 0 | 0 | 0 | 0 | 0 | 0 | 0 | 0 | 0 | 0 | 0 | 0 | 0 | 0 | 0 | 0 | 0 | 0 | 0 | 0 | 0 | 0
Personal Computers | 0 | 0 | 0 | 1023.1771 | 3719.2673 | 6202.9708 | 7217.1788 | 7841.4612 | 8329.4484 | 8798.5608 | 9249.5882 | 9712.0114 | 10119.1619 | 10517.3675 | 10903.3474 | 11271.4137 | 11618.5448 | 11945.2277 | 12250.6647 | 12536.9858 | 12804.6812 | 13056.6437 | 13291.8793 | 13518.525 | 13736.3843 | 13947.2152
Refrigerators | 0 | 0 | 0 | 0 | 0 | 0 | 0 | 0 | 0 | 0 | 0 | 0 | 0 | 0 | 0 | 0 | 0 | 0 | 0 | 0 | 0 | 0 | 0 | 0 | 0 | 0
Room AC | 0 | 0 | 0 | 104.8172 | 161.0936 | 220.6702 | 287.8032 | 363.6226 | 446.2923 | 542.2527 | 788.6861 | 1040.5412 | 1254.208 | 1404.617 | 1494.0234 | 1545.2579 | 1580.1869 | 1616.8286 | 1666.055 | 1715.6468 | 1749.8488 | 1765.5234 | 1765.0136 | 1755.8066 | 1739.7688 | 1722.846
Televisions | 0 | 0 | 0 | 262.4035 | 541.5881 | 845.5958 | 1179.4094 | 1548.0316 | 2211.4926 | 3187.4339 | 4796.2269 | 6333.8759 | 7553.7186 | 8400.5721 | 8983.1779 | 9449.4526 | 9901.9713 | 10381.3744 | 10864.5023 | 11314.1805 | 11707.9573 | 12034.5435 | 12314.3178 | 12579.2767 | 12836.5441 | 13094.0393
Water Heating | 0 | 0 | 0 | 2324.2317 | 4912.6923 | 6893.4851 | 9211.7333 | 11823.0133 | 14598.378 | 17476.9527 | 20386.4534 | 23527.0954 | 27466.7024 | 32111.5312 | 36783.3583 | 40767.2333 | 43698.0772 | 45542.3551 | 46573.5985 | 47169.3998 | 47608.7004 | 48004.0774 | 48401.0399 | 48824.3015 | 49266.7324 | 49716.438
Grand Total | 0 | 0 | 0 | 31101.292 | 53979.5917 | 60139.4352 | 65639.9139 | 71637.1759 | 79427.9484 | 88816.0094 | 98772.3801 | 108712.9859 | 117990.0651 | 127708.2599 | 138383.4848 | 149464.3474 | 162354.9596 | 174764.8881 | 184931.509 | 193104.2421 | 199357.7805 | 204289.9875 | 208716.9944 | 212903.5805 | 216694.1036 | 220387.5355
Sector | Residential
Region | West
NAICS | (All)
Energy/Demand | Energy
Potential | EP
Sum of Value | Column Labels
Row Labels | 2010 | 2011 | 2012 | 2013 | 2014 | 2015 | 2016 | 2017 | 2018 | 2019 | 2020 | 2021 | 2022 | 2023 | 2024 | 2025 | 2026 | 2027 | 2028 | 2029 | 2030 | 2031 | 2032 | 2033 | 2034 | 2035
Air-Source Heat Pumps | 0 | 0 | 0 | 57.693 | 125.1711 | 199.9308 | 284.4706 | 375.9728 | 472.8124 | 574.9309 | 681.5334 | 799.9895 | 937.869 | 1092.4979 | 1270.1779 | 1453.9732 | 1614.3857 | 1749.7153 | 1881.6007 | 2019.0598 | 2154.7716 | 2287.7974 | 2422.6843 | 2567.552 | 2722.3292 | 2879.419
Non-Heat Pump Electric Heating | 0 | 0 | 0 | 122.6389 | 225.989 | 290.0074 | 359.1226 | 440.4037 | 533.8646 | 638.1827 | 751.017 | 873.0882 | 963.8251 | 1103.9481 | 1287.7372 | 1509.4824 | 1739.6939 | 1943.8304 | 2189.6331 | 2329.2992 | 2435.5356 | 2483.3182 | 2513.217 | 2544.0341 | 2576.5789 | 2609.6168
Central AC | 0 | 0 | 0 | 421.5317 | 809.0788 | 1087.3665 | 1395.3951 | 1750.9901 | 2144.2889 | 2569.8891 | 3023.8993 | 3497.9669 | 4058.7536 | 4571.7099 | 5162.9277 | 5829.032 | 6515.35 | 7131.8812 | 7546.773 | 7894.3865 | 8121.8456 | 8293.9142 | 8425.1437 | 8610.1215 | 8801.7897 | 8992.4108
Ground-Source Heat Pumps | 0 | 0 | 0 | 1.1849 | 3.0323 | 5.4745 | 8.3078 | 11.1404 | 14.0104 | 16.9203 | 24.749 | 32.892 | 41.3586 | 50.3019 | 59.4578 | 68.7315 | 77.6861 | 85.9974 | 93.6588 | 105.0273 | 117.0797 | 129.1794 | 146.5721 | 164.2565 | 185.4767 | 205.8904
Furnace Fans | 0 | 0 | 0 | 0 | 0 | 0 | 0 | 0 | 0 | 0 | 0 | 0 | 0 | 0 | 0 | 0 | 0 | 0 | 0 | 0 | 0 | 0 | 0 | 0 | 0 | 0
Clothes Dryers | 0 | 0 | 0 | 0 | 23.3428 | 47.9503 | 74.8128 | 104.4259 | 136.4955 | 170.3208 | 205.1497 | 240.4566 | 275.8879 | 312.6072 | 351.0758 | 390.4174 | 428.6259 | 462.4866 | 489.7877 | 509.7111 | 523.2628 | 532.0127 | 538.6468 | 545.6866 | 553.289 | 561.2856
Clothes Washers | 0 | 0 | 0 | 0 | 0 | 0 | 0 | 0 | 0 | 0 | 0 | 0 | 0 | 0 | 0 | 0 | 0 | 0 | 0 | 0 | 0 | 0 | 0 | 0 | 0 | 0
Cooking | 0 | 0 | 0 | 0 | 0 | 0 | 0 | 0 | 0 | 0 | 0 | 0 | 0 | 0 | 0 | 0 | 0 | 0 | 0 | 0 | 0 | 0 | 0 | 0 | 0 | 0
Dishwashers | 0 | 0 | 0 | 142.7903 | 312.3592 | 507.2101 | 718.9073 | 942.136 | 1169.5495 | 1406.5204 | 1678.1064 | 2002.6637 | 2354.3945 | 2677.0481 | 2927.3264 | 3099.7147 | 3210.5232 | 3287.119 | 3353.0952 | 3414.4474 | 3475.8985 | 3537.3231 | 3597.5064 | 3658.1607 | 3719.6333 | 3781.918
Freezers | 0 | 0 | 0 | 24.7695 | 25.0368 | 25.2799 | 25.5161 | 25.7539 | 25.9804 | 26.1971 | 26.409 | 26.6112 | 26.8039 | 27.003 | 27.2872 | 27.6511 | 25.7392 | 21.7638 | 16.5076 | 11.0776 | 6.4739 | 3.2315 | 1.3413 | 0.44482 | 0.11061 | 0.018339
Lighting | 0 | 0 | 0 | 12806.5568 | 20020.6688 | 18701.6566 | 17351.6685 | 15963.3028 | 15195.6387 | 14918.8976 | 14158.4312 | 13133.0222 | 11361.7332 | 9570.5018 | 7775.7531 | 5959.491 | 5087.0286 | 4953.7308 | 4823.6906 | 4692.4105 | 4560.8245 | 4433.5829 | 4311.5377 | 4193.1862 | 4052.5942 | 3875.7004
Other Uses | 0 | 0 | 0 | 0 | 0 | 0 | 0 | 0 | 0 | 0 | 0 | 0 | 0 | 0 | 0 | 0 | 0 | 0 | 0 | 0 | 0 | 0 | 0 | 0 | 0 | 0
Personal Computers | 0 | 0 | 0 | 0 | 0 | 0 | 0 | 0 | 0 | 0 | 0 | 0 | 0 | 0 | 995.0272 | 2359.3229 | 3783.7827 | 5307.1337 | 6422.0552 | 6886.108 | 7063.1795 | 7200.5211 | 7329.2457 | 7453.948 | 7573.8047 | 7689.9098
Refrigerators | 0 | 0 | 0 | 0 | 0 | 0 | 0 | 0 | 0 | 0 | 0 | 0 | 0 | 0 | 0 | 0 | 0 | 0 | 0 | 0 | 0 | 0 | 0 | 0 | 0 | 0
Room AC | 0 | 0 | 0 | 0 | 0 | 0 | 0 | 0 | 0 | 0 | 0 | 0 | 0 | 0 | 0 | 0 | 0 | 0 | 0 | 0 | 0 | 16.2037 | 33.6501 | 78.1611 | 119.5304 | 156.2753
Televisions | 0 | 0 | 0 | 0 | 0 | 0 | 0 | 0 | 0 | 0 | 0 | 0 | 0 | 0 | 0 | 0 | 0 | 0 | 0 | 0 | 0 | 0 | 33.6717 | 63.5668 | 89.702 | 127.4246
Water Heating | 0 | 0 | 0 | 443.8872 | 883.2993 | 1336.9644 | 1836.8743 | 2371.5755 | 2940.207 | 3545.2795 | 4181.251 | 4876.8297 | 5793.9991 | 6918.224 | 8103.5903 | 9198.2819 | 10078.3188 | 10689.1845 | 11069.7991 | 11288.1064 | 11423.5374 | 11520.5326 | 11617.9773 | 11740.5315 | 11875.2234 | 12007.4981
Grand Total | 0 | 0 | 0 | 14021.0524 | 22427.9781 | 22201.8407 | 22055.075 | 21985.7011 | 22632.8475 | 23867.1384 | 24730.5461 | 25483.5201 | 25814.6249 | 26323.8419 | 27960.3606 | 29896.0982 | 32561.134 | 35632.8428 | 37886.601 | 39149.6338 | 39882.4093 | 40437.6168 | 40971.1941 | 41619.6498 | 42270.0621 | 42887.3671
Note on A13: Boyd, Erin: Central AC, Room AC, and a percentage of ASHP and GTHP savings
Note on A14: Boyd, Erin: Non-heat pump electric heating, furnance fans, and a percentage of ASHP and GTHP savings
Note on A17: Boyd, Erin: Clothes dryers, clothes washers, cooking, dishwashers, freezers
Note on A18: Boyd, Erin: Personal computers and TVs
Note on A19: Boyd, Erin: Other Uses

## Commercial Baseline
All consumption in GWh
Total | 1329268.3768 | 1333218.8009 | 1323406.9526 | 1329662.9679 | 1340779.7451 | 1354724.4249 | 1371752.6829 | 1391860.1228 | 1413312.8181 | 1435238.4718 | 1455201.7207 | 1475063.2739 | 1494099.011 | 1513039.5585 | 1532244.5736 | 1552545.0302 | 1573618.9603 | 1594662.2938 | 1615176.3993 | 1634969.198 | 1653656.4734 | 1671535.7515 | 1690283.9858 | 1709714.8415 | 1728589.7997 | 1747002.8777 | 1765863.1238 | 1784643.8387 | 1803424.5536 | 1822205.2685 | 1840985.9834 | 1859766.6983 | 1878547.4132 | 1897328.1281 | 1916108.843 | 1934889.5579 | 1953670.2728 | 1972450.9877 | 1991231.7026 | 2010012.4176 | 2028793.1325
AGGRAGATED FOR GCAM
Sector | Commercial |  |  |  |  | Percent ASHP used for:
Region | National |  |  |  | Cooling | 50%
NAICS | (All) |  |  |  | Heating | 50%
Energy/Demand | Energy
Potential | TP
Sum of Value | Column Labels
Row Labels | 2010 | 2011 | 2012 | 2013 | 2014 | 2015 | 2016 | 2017 | 2018 | 2019 | 2020 | 2021 | 2022 | 2023 | 2024 | 2025 | 2026 | 2027 | 2028 | 2029 | 2030 | 2031 | 2032 | 2033 | 2034 | 2035 | 2036 | 2037 | 2038 | 2039 | 2040 | 2041 | 2042 | 2043 | 2044 | 2045 | 2046 | 2047 | 2048 | 2049 | 2050
Space Cooling | 157388.9126 | 161376.5263 | 135692.4899 | 142277.5512 | 141691.8813 | 141171.4775 | 141034.2993 | 141328.2216 | 141788.9131 | 142454.8993 | 142843.9538 | 143204.5062 | 143481.1293 | 143796.9441 | 144208.2413 | 144799.6452 | 145472.204 | 146158.8066 | 146856.1013 | 147571.7779 | 148164.1085 | 148670.4706 | 149303.4787 | 150060.3111 | 150738.1082 | 151456.4476 | 152074.2982 | 152743.4822 | 153412.6662 | 154081.8503 | 154751.0343 | 155420.2183 | 156089.4023 | 156758.5863 | 157427.7704 | 158096.9544 | 158766.1384 | 159435.3224 | 160104.5064 | 160773.6905 | 161442.8745
Space Heating non-HP | 49123.0585 | 47431.0844 | 48027.1988 | 45724.3495 | 45323.7872 | 44916.3485 | 44557.0612 | 44350.7674 | 44242.2959 | 44169.4879 | 44033.2718 | 43927.4708 | 43820.7159 | 43708.3995 | 43592.7837 | 43527.7586 | 43528.9557 | 43551.0813 | 43584.2927 | 43600.4396 | 43585.6947 | 43549.9163 | 43542.652 | 43563.092 | 43566.8854 | 43543.3357 | 43544.5513 | 43540.5385 | 43536.5257 | 43532.5129 | 43528.5001 | 43524.4873 | 43520.4745 | 43516.4617 | 43512.449 | 43508.4362 | 43504.4234 | 43500.4106 | 43496.3978 | 43492.385 | 43488.3722
Space Heating HP | 9963.027 | 10055.6832 | 8890.2277 | 9146.6923 | 9104.3031 | 9072.7477 | 9064.1343 | 9080.7806 | 9109.4358 | 9152.5152 | 9175.1638 | 9198.1853 | 9217.8169 | 9241.2143 | 9270.4316 | 9307.5701 | 9349.6114 | 9394.3106 | 9439.6812 | 9482.4449 | 9518.6676 | 9551.2285 | 9591.7529 | 9636.9555 | 9675.3237 | 9714.2084 | 9754.2087 | 9794.0713 | 9833.934 | 9873.7966 | 9913.6592 | 9953.5219 | 9993.3845 | 10033.2472 | 10073.1098 | 10112.9724 | 10152.8351 | 10192.6977 | 10232.5604 | 10272.423 | 10312.2857
Hot Water Heating | 26771.1759 | 26682.9028 | 26616.4343 | 26455.6554 | 26293.4698 | 26143.2415 | 26019.0379 | 26038.4978 | 26084.6272 | 26129.0568 | 26095.4123 | 26036.6222 | 25956.0276 | 25871.7403 | 25791.3216 | 25732.5315 | 25697.8319 | 25665.9457 | 25631.2461 | 25587.4026 | 25501.0052 | 25400.7163 | 25312.9707 | 25230.5591 | 25119.661 | 24993.9334 | 24913.714 | 24814.8301 | 24715.9462 | 24617.0623 | 24518.1784 | 24419.2945 | 24320.4106 | 24221.5267 | 24122.6428 | 24023.7589 | 23924.875 | 23825.9911 | 23727.1072 | 23628.2233 | 23529.3394
Lighting | 297309.7235 | 294379.5975 | 294571.735 | 293358.5374 | 292631.6036 | 292562.7905 | 293335.6779 | 295325.8072 | 298060.0444 | 301097.0241 | 303608.4099 | 305982.9901 | 308150.4862 | 310263.764 | 312343.6904 | 314692.6562 | 317341.7855 | 320015.5327 | 322560.9148 | 324865.451 | 326827.7972 | 328575.7325 | 330577.9364 | 332728.4343 | 334680.0541 | 336506.005 | 338534.7768 | 340502.0482 | 342469.3197 | 344436.5912 | 346403.8627 | 348371.1342 | 350338.4056 | 352305.6771 | 354272.9486 | 356240.2201 | 358207.4916 | 360174.7631 | 362142.0345 | 364109.306 | 366076.5775
Refrigeration | 114174.096 | 111664.9375 | 109342.4654 | 106774.6341 | 104617.3955 | 102922.9164 | 101704.7366 | 100890.702 | 100328.8259 | 99906.7447 | 99523.4662 | 99222.0132 | 98998.8687 | 98878.5337 | 98890.0221 | 99050.9768 | 99333.4974 | 99703.4705 | 100140.3225 | 100615.9184 | 101102.7683 | 101602.6892 | 102159.1728 | 102764.6579 | 103373.6599 | 104000.9495 | 104541.58 | 105124.7029 | 105707.8259 | 106290.9488 | 106874.0718 | 107457.1947 | 108040.3177 | 108623.4406 | 109206.5636 | 109789.6865 | 110372.8095 | 110955.9324 | 111539.0554 | 112122.1783 | 112705.3013
Ventilation | 148650.1726 | 150077.6052 | 151733.8093 | 152906.6802 | 154129.9595 | 155259.6904 | 156569.7773 | 158321.6398 | 160364.2289 | 162459.395 | 164222.4527 | 165788.4495 | 167086.286 | 168329.201 | 169526.5141 | 170828.1606 | 172346.3281 | 173894.5061 | 175397.6683 | 176826.6835 | 178053.1279 | 179183.7967 | 180386.2092 | 181651.8079 | 182756.1589 | 183724.9351 | 184993.5114 | 186146.132 | 187298.7526 | 188451.3732 | 189603.9938 | 190756.6144 | 191909.235 | 193061.8556 | 194214.4762 | 195367.0968 | 196519.7174 | 197672.338 | 198824.9586 | 199977.5792 | 201130.1998
Cooking | No data | No data | No data | No data | No data | No data | No data | No data | No data | No data | No data | No data | No data | No data | No data | No data | No data | No data | No data | No data | No data | No data | No data | No data | No data | No data | No data | No data | No data | No data | No data | No data | No data | No data | No data | No data | No data | No data | No data | No data | No data
Office | 138895.5904 | 139745.4969 | 139398.6179 | 142450.6028 | 146613.0932 | 152108.6473 | 157399.1688 | 162289.4723 | 166629.7983 | 170390.5467 | 173612.6888 | 176928.6137 | 180207.9047 | 183640.0616 | 187153.1062 | 190665.8578 | 194083.7128 | 197292.1978 | 200193.6614 | 202814.8317 | 205324.1074 | 207736.2007 | 210260.5403 | 212917.5825 | 215633.2975 | 218303.0004 | 220820.0679 | 223427.005 | 226033.9421 | 228640.8792 | 231247.8162 | 233854.7533 | 236461.6904 | 239068.6275 | 241675.5646 | 244282.5016 | 246889.4387 | 249496.3758 | 252103.3129 | 254710.2499 | 257317.187
Other Uses | 386992.6204 | 391804.9669 | 409133.9745 | 410568.265 | 420374.2519 | 430566.5652 | 442068.7896 | 454234.2342 | 466704.6486 | 479478.8021 | 492086.9014 | 504774.423 | 517179.7757 | 529309.7 | 541468.4625 | 553939.8734 | 566465.0336 | 578986.4424 | 591372.511 | 603604.2483 | 615579.1965 | 627265.0008 | 639149.2728 | 651161.4411 | 663046.651 | 674760.0625 | 686686.4157 | 698551.0285 | 710415.6413 | 722280.2541 | 734144.8669 | 746009.4798 | 757874.0926 | 769738.7054 | 781603.3182 | 793467.9311 | 805332.5439 | 817197.1567 | 829061.7695 | 840926.3823 | 852790.9952
Grand Total | 1329268.3768 | 1333218.8009 | 1323406.9526 | 1329662.9679 | 1340779.7451 | 1354724.4249 | 1371752.6829 | 1391860.1228 | 1413312.8181 | 1435238.4718 | 1455201.7207 | 1475063.2739 | 1494099.011 | 1513039.5585 | 1532244.5736 | 1552545.0302 | 1573618.9603 | 1594662.2938 | 1615176.3993 | 1634969.198 | 1653656.4734 | 1671535.7515 | 1690283.9858 | 1709714.8415 | 1728589.7997 | 1747002.8777 | 1765863.1238 | 1784643.8387 | 1803424.5536 | 1822205.2685 | 1840985.9834 | 1859766.6983 | 1878547.4132 | 1897328.1281 | 1916108.843 | 1934889.5579 | 1953670.2728 | 1972450.9877 | 1991231.7026 | 2010012.4176 | 2028793.1325
Sector | National
Region | Midwest
NAICS | (All)
Energy/Demand | Energy
Potential | Baseline
Sum of Value | Column Labels
Row Labels | 2010 | 2011 | 2012 | 2013 | 2014 | 2015 | 2016 | 2017 | 2018 | 2019 | 2020 | 2021 | 2022 | 2023 | 2024 | 2025 | 2026 | 2027 | 2028 | 2029 | 2030 | 2031 | 2032 | 2033 | 2034 | 2035 | 2036 | 2037 | 2038 | 2039 | 2040 | 2041 | 2042 | 2043 | 2044 | 2045 | 2046 | 2047 | 2048 | 2049 | 2050
Cooling - Central AC | 67420.1323 | 68723.0018 | 57424.0576 | 60310.8036 | 60043.0219 | 59799.4036 | 59704.5802 | 59796.2126 | 59959.4797 | 60206.3573 | 60333.0222 | 60443.2933 | 60519.4535 | 60615.3735 | 60757.1081 | 60979.3021 | 61237.9438 | 61513.5838 | 61794.6211 | 62075.4463 | 62299.9075 | 62496.919 | 62748.6153 | 63048.7073 | 63308.5601 | 63586.3436 | 63831.5617 | 64093.4816 | 64355.4015 | 64617.3213 | 64879.2412 | 65141.1611 | 65403.081 | 65665.0009 | 65926.9207 | 66188.8406 | 66450.7605 | 66712.6804 | 66974.6002 | 67236.5201 | 67498.44
Cooling - Chiller | 41736.887 | 43096.3256 | 35932.1388 | 37704.0457 | 37556.0874 | 37408.0246 | 37375.405 | 37462.4117 | 37591.5936 | 37774.6568 | 37895.4769 | 38005.6788 | 38090.8494 | 38181.2295 | 38290.1521 | 38450.8312 | 38634.2798 | 38809.4522 | 38989.9863 | 39188.5725 | 39354.252 | 39487.3611 | 39653.2898 | 39862.3692 | 40058.018 | 40265.9135 | 40428.1364 | 40613.2609 | 40798.3854 | 40983.5099 | 41168.6344 | 41353.7589 | 41538.8835 | 41724.008 | 41909.1325 | 42094.257 | 42279.3815 | 42464.506 | 42649.6305 | 42834.755 | 43019.8795
Cooling - Other | 38268.8662 | 39501.5156 | 33446.0659 | 35116.0096 | 34988.4688 | 34891.3017 | 34890.1798 | 34988.8167 | 35128.4039 | 35321.37 | 35440.2909 | 35557.3487 | 35653.0094 | 35759.1268 | 35890.5496 | 36061.9418 | 36250.369 | 36441.46 | 36631.8127 | 36825.3142 | 36991.2814 | 37134.962 | 37309.8208 | 37512.2791 | 37696.2063 | 37889.9821 | 38060.3914 | 38242.6684 | 38424.9454 | 38607.2224 | 38789.4994 | 38971.7764 | 39154.0534 | 39336.3304 | 39518.6073 | 39700.8843 | 39883.1613 | 40065.4383 | 40247.7153 | 40429.9923 | 40612.2693
Heating - Other | 49123.0585 | 47431.0844 | 48027.1988 | 45724.3495 | 45323.7872 | 44916.3485 | 44557.0612 | 44350.7674 | 44242.2959 | 44169.4879 | 44033.2718 | 43927.4708 | 43820.7159 | 43708.3995 | 43592.7837 | 43527.7586 | 43528.9557 | 43551.0813 | 43584.2927 | 43600.4396 | 43585.6947 | 43549.9163 | 43542.652 | 43563.092 | 43566.8854 | 43543.3357 | 43544.5513 | 43540.5385 | 43536.5257 | 43532.5129 | 43528.5001 | 43524.4873 | 43520.4745 | 43516.4617 | 43512.449 | 43508.4362 | 43504.4234 | 43500.4106 | 43496.3978 | 43492.385 | 43488.3722
Heating and Cooling - Heat Pump | 19926.0541 | 20111.3665 | 17780.4553 | 18293.3846 | 18208.6063 | 18145.4954 | 18128.2686 | 18161.5611 | 18218.8717 | 18305.0304 | 18350.3276 | 18396.3707 | 18435.6338 | 18482.4286 | 18540.8632 | 18615.1402 | 18699.2228 | 18788.6212 | 18879.3625 | 18964.8899 | 19037.3352 | 19102.457 | 19183.5057 | 19273.911 | 19350.6475 | 19428.4168 | 19508.4174 | 19588.1426 | 19667.8679 | 19747.5932 | 19827.3185 | 19907.0438 | 19986.7691 | 20066.4943 | 20146.2196 | 20225.9449 | 20305.6702 | 20385.3955 | 20465.1207 | 20544.846 | 20624.5713
Indoor Lighting | 281209.0729 | 278397.5228 | 278542.7351 | 277375.0231 | 276678.856 | 276608.3713 | 277331.2815 | 279205.7184 | 281785.7734 | 284652.8935 | 287022.5619 | 289263.3392 | 291309.6576 | 293307.4533 | 295276.9153 | 297499.404 | 300003.985 | 302536.5391 | 304950.0608 | 307131.7338 | 308991.4992 | 310654.1334 | 312556.9684 | 314596.3706 | 316444.8333 | 318173.1911 | 320101.4955 | 321967.7801 | 323834.0647 | 325700.3493 | 327566.634 | 329432.9186 | 331299.2032 | 333165.4878 | 335031.7724 | 336898.057 | 338764.3417 | 340630.6263 | 342496.9109 | 344363.1955 | 346229.4801
Non-PC Office Equipment - Copiers/Printers | 18039.7949 | 18766.5012 | 19253.2339 | 19944.7026 | 20774.8182 | 21711.9703 | 22593.5423 | 23417.5206 | 24149.4677 | 24755.6355 | 25236.7136 | 25739.0446 | 26252.7812 | 26792.708 | 27340.9097 | 27899.5931 | 28456.8008 | 28990.9489 | 29471.8891 | 29907.3723 | 30310.321 | 30685.6453 | 31063.5761 | 31451.0921 | 31848.607 | 32240.8673 | 32619.598 | 33006.1447 | 33392.6913 | 33779.238 | 34165.7846 | 34552.3313 | 34938.8779 | 35325.4245 | 35711.9712 | 36098.5178 | 36485.0645 | 36871.6111 | 37258.1578 | 37644.7044 | 38031.251
Non-PC Office Equipment - Other Electronics | 32697.1283 | 34014.2834 | 34896.4864 | 36149.7735 | 37654.358 | 39352.9462 | 40950.7954 | 42444.2561 | 43770.9102 | 44869.5893 | 45741.5434 | 46652.0183 | 47583.1658 | 48561.7832 | 49555.3989 | 50568.0125 | 51577.9514 | 52546.0949 | 53417.799 | 54207.1122 | 54937.4569 | 55617.732 | 56302.7317 | 57005.1044 | 57725.6002 | 58436.572 | 59123.0215 | 59823.6372 | 60524.253 | 61224.8688 | 61925.4846 | 62626.1004 | 63326.7162 | 64027.332 | 64727.9478 | 65428.5636 | 66129.1794 | 66829.7951 | 67530.4109 | 68231.0267 | 68931.6425
Non-PC Office Equipment -Displays | 25932.2052 | 26976.8455 | 27676.5237 | 28670.51 | 29863.8012 | 31210.9573 | 32478.217 | 33662.6859 | 34714.8598 | 35586.226 | 36277.7758 | 36999.8766 | 37738.3729 | 38514.5177 | 39302.5577 | 40105.6651 | 40906.6511 | 41674.4891 | 42365.8406 | 42991.8476 | 43571.0865 | 44110.6151 | 44653.8907 | 45210.9449 | 45782.3726 | 46346.2467 | 46890.6722 | 47446.333 | 48001.9938 | 48557.6546 | 49113.3154 | 49668.9762 | 50224.637 | 50780.2978 | 51335.9586 | 51891.6194 | 52447.2802 | 53002.941 | 53558.6018 | 54114.2626 | 54669.9234
Other | 386992.6204 | 391804.9669 | 409133.9745 | 410568.265 | 420374.2519 | 430566.5652 | 442068.7896 | 454234.2342 | 466704.6486 | 479478.8021 | 492086.9014 | 504774.423 | 517179.7757 | 529309.7 | 541468.4625 | 553939.8734 | 566465.0336 | 578986.4424 | 591372.511 | 603604.2483 | 615579.1965 | 627265.0008 | 639149.2728 | 651161.4411 | 663046.651 | 674760.0625 | 686686.4157 | 698551.0285 | 710415.6413 | 722280.2541 | 734144.8669 | 746009.4798 | 757874.0926 | 769738.7054 | 781603.3182 | 793467.9311 | 805332.5439 | 817197.1567 | 829061.7695 | 840926.3823 | 852790.9952
Outdoor Lighting | 16100.6506 | 15982.0747 | 16028.9999 | 15983.5143 | 15952.7475 | 15954.4192 | 16004.3964 | 16120.0888 | 16274.271 | 16444.1306 | 16585.8481 | 16719.6509 | 16840.8285 | 16956.3107 | 17066.7752 | 17193.2521 | 17337.8005 | 17478.9936 | 17610.854 | 17733.7172 | 17836.298 | 17921.5991 | 18020.968 | 18132.0637 | 18235.2208 | 18332.8139 | 18433.2813 | 18534.2681 | 18635.255 | 18736.2419 | 18837.2287 | 18938.2156 | 19039.2025 | 19140.1893 | 19241.1762 | 19342.163 | 19443.1499 | 19544.1368 | 19645.1236 | 19746.1105 | 19847.0974
PC Office Equipment - Computers | 38891.5387 | 37492.4168 | 35982.7337 | 36053.5104 | 36450.0724 | 37395.4835 | 38360.3838 | 39228.131 | 39996.6004 | 40736.9349 | 41472.91 | 42211.0464 | 42895.9905 | 43606.908 | 44346.3999 | 45057.8669 | 45713.9434 | 46300.4156 | 46836.3329 | 47317.8123 | 47815.7769 | 48326.3802 | 48900.2136 | 49531.5257 | 50172.9486 | 50799.5715 | 51366.7351 | 51969.3063 | 52571.8775 | 53174.4486 | 53777.0198 | 54379.5909 | 54982.1621 | 55584.7332 | 56187.3044 | 56789.8755 | 57392.4467 | 57995.0179 | 58597.589 | 59200.1602 | 59802.7313
PC Office Equipment - Servers | 23334.9232 | 22495.4501 | 21589.6402 | 21632.1062 | 21870.0434 | 22437.2901 | 23016.2303 | 23536.8786 | 23997.9602 | 24442.1609 | 24883.746 | 25326.6279 | 25737.5943 | 26164.1448 | 26607.8399 | 27034.7201 | 27428.3661 | 27780.2493 | 28101.7997 | 28390.6874 | 28689.4661 | 28995.8281 | 29340.1282 | 29718.9154 | 30103.7692 | 30479.7429 | 30820.0411 | 31181.5838 | 31543.1265 | 31904.6692 | 32266.2119 | 32627.7546 | 32989.2972 | 33350.8399 | 33712.3826 | 34073.9253 | 34435.468 | 34797.0107 | 35158.5534 | 35520.0961 | 35881.6388
Refrigeration | 114174.096 | 111664.9375 | 109342.4654 | 106774.6341 | 104617.3955 | 102922.9164 | 101704.7366 | 100890.702 | 100328.8259 | 99906.7447 | 99523.4662 | 99222.0132 | 98998.8687 | 98878.5337 | 98890.0221 | 99050.9768 | 99333.4974 | 99703.4705 | 100140.3225 | 100615.9184 | 101102.7683 | 101602.6892 | 102159.1728 | 102764.6579 | 103373.6599 | 104000.9495 | 104541.58 | 105124.7029 | 105707.8259 | 106290.9488 | 106874.0718 | 107457.1947 | 108040.3177 | 108623.4406 | 109206.5636 | 109789.6865 | 110372.8095 | 110955.9324 | 111539.0554 | 112122.1783 | 112705.3013
Ventilation | 148650.1726 | 150077.6052 | 151733.8093 | 152906.6802 | 154129.9595 | 155259.6904 | 156569.7773 | 158321.6398 | 160364.2289 | 162459.395 | 164222.4527 | 165788.4495 | 167086.286 | 168329.201 | 169526.5141 | 170828.1606 | 172346.3281 | 173894.5061 | 175397.6683 | 176826.6835 | 178053.1279 | 179183.7967 | 180386.2092 | 181651.8079 | 182756.1589 | 183724.9351 | 184993.5114 | 186146.132 | 187298.7526 | 188451.3732 | 189603.9938 | 190756.6144 | 191909.235 | 193061.8556 | 194214.4762 | 195367.0968 | 196519.7174 | 197672.338 | 198824.9586 | 199977.5792 | 201130.1998
Commercial Water Heating | 26771.1759 | 26682.9028 | 26616.4343 | 26455.6554 | 26293.4698 | 26143.2415 | 26019.0379 | 26038.4978 | 26084.6272 | 26129.0568 | 26095.4123 | 26036.6222 | 25956.0276 | 25871.7403 | 25791.3216 | 25732.5315 | 25697.8319 | 25665.9457 | 25631.2461 | 25587.4026 | 25501.0052 | 25400.7163 | 25312.9707 | 25230.5591 | 25119.661 | 24993.9334 | 24913.714 | 24814.8301 | 24715.9462 | 24617.0623 | 24518.1784 | 24419.2945 | 24320.4106 | 24221.5267 | 24122.6428 | 24023.7589 | 23924.875 | 23825.9911 | 23727.1072 | 23628.2233 | 23529.3394
Grand Total | 1329268.3768 | 1333218.8009 | 1323406.9526 | 1329662.9679 | 1340779.7451 | 1354724.4249 | 1371752.6829 | 1391860.1228 | 1413312.8181 | 1435238.4718 | 1455201.7207 | 1475063.2739 | 1494099.011 | 1513039.5585 | 1532244.5736 | 1552545.0302 | 1573618.9603 | 1594662.2938 | 1615176.3993 | 1634969.198 | 1653656.4734 | 1671535.7515 | 1690283.9858 | 1709714.8415 | 1728589.7997 | 1747002.8777 | 1765863.1238 | 1784643.8387 | 1803424.5536 | 1822205.2685 | 1840985.9834 | 1859766.6983 | 1878547.4132 | 1897328.1281 | 1916108.843 | 1934889.5579 | 1953670.2728 | 1972450.9877 | 1991231.7026 | 2010012.4176 | 2028793.1325
Sector | Commercial
Region | Midwest
NAICS | (All)
Energy/Demand | Energy
Potential | Baseline
Sum of Value | Column Labels
Row Labels | 2010 | 2011 | 2012 | 2013 | 2014 | 2015 | 2016 | 2017 | 2018 | 2019 | 2020 | 2021 | 2022 | 2023 | 2024 | 2025 | 2026 | 2027 | 2028 | 2029 | 2030 | 2031 | 2032 | 2033 | 2034 | 2035 | 2036 | 2037 | 2038 | 2039 | 2040 | 2041 | 2042 | 2043 | 2044 | 2045 | 2046 | 2047 | 2048 | 2049 | 2050
Cooling - Central AC | 14033.9707 | 13003.3716 | 10525.0943 | 10910.2074 | 10788.7746 | 10703.1264 | 10626.7275 | 10593.2906 | 10587.6686 | 10593.0587 | 10603.3745 | 10608.0515 | 10602.4385 | 10599.2703 | 10599.523 | 10614.7108 | 10644.5662 | 10686.5861 | 10724.6481 | 10765.5047 | 10783.6323 | 10815.9199 | 10855.3019 | 10899.3393 | 10932.4389 | 10966.2789 | 11006.1679 | 11043.5059 | 11080.8438 | 11118.1817 | 11155.5196 | 11192.8576 | 11230.1955 | 11267.5334 | 11304.8713 | 11342.2092 | 11379.5472 | 11416.8851 | 11454.223 | 11491.5609 | 11528.8989
Cooling - Chiller | 5931.2657 | 5443.4479 | 4380.8891 | 4558.3146 | 4503.0904 | 4467.0928 | 4436.1941 | 4422.6273 | 4419.417 | 4420.048 | 4423.0665 | 4422.5528 | 4418.0638 | 4415.3768 | 4415.8595 | 4423.0509 | 4437.0259 | 4456.5253 | 4474.2245 | 4493.5989 | 4503.1877 | 4518.4265 | 4537.3537 | 4557.8634 | 4572.7126 | 4587.4308 | 4606.6208 | 4623.8946 | 4641.1684 | 4658.4422 | 4675.716 | 4692.9898 | 4710.2636 | 4727.5374 | 4744.8112 | 4762.085 | 4779.3588 | 4796.6326 | 4813.9064 | 4831.1802 | 4848.454
Cooling - Other | 3491.3745 | 3212.0089 | 2588.8018 | 2691.0573 | 2659.1314 | 2637.912 | 2619.5167 | 2611.4466 | 2609.6812 | 2610.298 | 2612.2746 | 2612.3431 | 2610.0161 | 2608.6352 | 2608.8633 | 2612.9814 | 2621.0055 | 2632.2244 | 2642.4026 | 2653.4933 | 2658.8505 | 2667.5834 | 2678.3846 | 2690.1747 | 2698.7874 | 2707.3891 | 2718.3378 | 2728.2833 | 2738.2289 | 2748.1745 | 2758.1201 | 2768.0656 | 2778.0112 | 2787.9568 | 2797.9023 | 2807.8479 | 2817.7935 | 2827.7391 | 2837.6846 | 2847.6302 | 2857.5758
Heating - Other | 15480.143 | 15682.1495 | 15514.3025 | 14641.5991 | 14446.982 | 14236.412 | 14028.7682 | 13887.3217 | 13793.9716 | 13722.5817 | 13650.317 | 13601.9756 | 13563.5635 | 13518.5618 | 13476.3814 | 13447.1798 | 13441.781 | 13441.3495 | 13445.5888 | 13444.9642 | 13441.2075 | 13435.4111 | 13452.7337 | 13485.9068 | 13539.0435 | 13583.322 | 13595.0684 | 13625.201 | 13655.3337 | 13685.4664 | 13715.599 | 13745.7317 | 13775.8643 | 13805.997 | 13836.1296 | 13866.2623 | 13896.3949 | 13926.5276 | 13956.6602 | 13986.7929 | 14016.9255
Heating and Cooling - Heat Pump | 1854.3625 | 1786.841 | 1591.4258 | 1575.3683 | 1556.1328 | 1538.8024 | 1522.3344 | 1512.5226 | 1507.2926 | 1504.0327 | 1501.0994 | 1498.9727 | 1496.5791 | 1494.0303 | 1491.8749 | 1491.4974 | 1493.4396 | 1496.5461 | 1499.6087 | 1502.6416 | 1503.8135 | 1505.9441 | 1509.7818 | 1514.7845 | 1519.9693 | 1524.7548 | 1528.3531 | 1532.6898 | 1537.0265 | 1541.3632 | 1545.6999 | 1550.0366 | 1554.3733 | 1558.71 | 1563.0467 | 1567.3834 | 1571.7202 | 1576.0569 | 1580.3936 | 1584.7303 | 1589.067
Indoor Lighting | 65339.0078 | 64039.2242 | 63357.9187 | 62637.2418 | 62099.3309 | 61696.0528 | 61403.6048 | 61440.2579 | 61733.1096 | 62097.3147 | 62427.7341 | 62779.6869 | 63071.2595 | 63323.8817 | 63569.0509 | 63855.685 | 64221.2577 | 64623.3951 | 64992.3216 | 65342.273 | 65639.8932 | 65930.9798 | 66284.7997 | 66674.6981 | 67002.7191 | 67288.7372 | 67655.2382 | 67993.7907 | 68332.3431 | 68670.8956 | 69009.4481 | 69348.0005 | 69686.553 | 70025.1055 | 70363.6579 | 70702.2104 | 71040.7629 | 71379.3153 | 71717.8678 | 72056.4203 | 72394.9727
Non-PC Office Equipment - Copiers/Printers | 4309.2798 | 4465.1837 | 4558.8586 | 4708.3126 | 4890.5176 | 5095.1975 | 5282.6288 | 5454.3539 | 5603.9575 | 5723.2586 | 5814.4879 | 5910.7243 | 6009.0769 | 6112.4709 | 6217.6404 | 6325.1125 | 6432.9923 | 6536.953 | 6629.3461 | 6712.8482 | 6789.2166 | 6859.1181 | 6928.771 | 6998.8179 | 7069.2588 | 7136.6868 | 7207.4269 | 7277.0789 | 7346.7309 | 7416.3829 | 7486.0349 | 7555.6869 | 7625.3389 | 7694.9909 | 7764.6429 | 7834.2949 | 7903.9469 | 7973.5989 | 8043.2509 | 8112.9029 | 8182.5549
Non-PC Office Equipment - Other Electronics | 7810.5696 | 8093.1454 | 8262.9312 | 8533.8166 | 8864.0631 | 9235.0455 | 9574.7646 | 9886.0165 | 10157.173 | 10373.4063 | 10538.7594 | 10713.1879 | 10891.4519 | 11078.8536 | 11269.4733 | 11464.2665 | 11659.7986 | 11848.2274 | 12015.6898 | 12167.0374 | 12305.4552 | 12432.1515 | 12558.3975 | 12685.3575 | 12813.0315 | 12935.2449 | 13063.4612 | 13189.7055 | 13315.9497 | 13442.1939 | 13568.4382 | 13694.6824 | 13820.9267 | 13947.1709 | 14073.4152 | 14199.6594 | 14325.9037 | 14452.1479 | 14578.3922 | 14704.6364 | 14830.8807
Non-PC Office Equipment -Displays | 6194.5897 | 6418.7016 | 6553.3593 | 6768.1994 | 7030.119 | 7324.3464 | 7593.7789 | 7840.6338 | 8055.6889 | 8227.1843 | 8358.3264 | 8496.6662 | 8638.048 | 8786.677 | 8937.8581 | 9092.3493 | 9247.4265 | 9396.87 | 9529.685 | 9649.7193 | 9759.4989 | 9859.9822 | 9960.1084 | 10060.8008 | 10162.0595 | 10258.9873 | 10360.6761 | 10460.8009 | 10560.9256 | 10661.0504 | 10761.1751 | 10861.2999 | 10961.4246 | 11061.5494 | 11161.6741 | 11261.7989 | 11361.9236 | 11462.0484 | 11562.1731 | 11662.2979 | 11762.4226
Other | 74633.3906 | 78071.4323 | 74158.2872 | 79027.0431 | 80921.6896 | 82917.6991 | 85137.9067 | 87497.7177 | 89967.2304 | 92511.5233 | 95064.4865 | 97667.9641 | 100185.7915 | 102628.0417 | 105056.3238 | 107534.1705 | 110016.4064 | 112513.8 | 114985.7296 | 117440.8548 | 119855.5889 | 122222.8696 | 124620.5486 | 127035.5389 | 129404.46 | 131721.9345 | 134139.3057 | 136519.0626 | 138898.8194 | 141278.5762 | 143658.3331 | 146038.0899 | 148417.8468 | 150797.6036 | 153177.3605 | 155557.1173 | 157936.8742 | 160316.631 | 162696.3879 | 165076.1447 | 167455.9016
Outdoor Lighting | 2348.3858 | 2300.7151 | 2275.8368 | 2249.7942 | 2230.4489 | 2215.8096 | 2205.1314 | 2206.3237 | 2216.8085 | 2229.8739 | 2241.75 | 2254.4508 | 2264.9719 | 2274.0512 | 2282.8088 | 2292.9945 | 2305.9637 | 2320.2416 | 2333.39 | 2345.9163 | 2356.5848 | 2367.0046 | 2379.6181 | 2393.5474 | 2405.356 | 2415.7225 | 2428.7728 | 2440.9063 | 2453.0397 | 2465.1732 | 2477.3067 | 2489.4402 | 2501.5737 | 2513.7072 | 2525.8406 | 2537.9741 | 2550.1076 | 2562.2411 | 2574.3746 | 2586.5081 | 2598.6416
PC Office Equipment - Computers | 8769.3985 | 8421.9507 | 8044.3354 | 8034.5188 | 8099.1365 | 8284.1239 | 8467.5473 | 8628.3627 | 8767.3023 | 8899.0869 | 9030.5325 | 9163.8016 | 9285.7156 | 9413.2638 | 9547.1824 | 9674.967 | 9793.258 | 9898.4957 | 9994.3466 | 10079.8496 | 10169.2018 | 10260.8803 | 10363.7665 | 10476.345 | 10587.8168 | 10693.3258 | 10796.6235 | 10902.738 | 11008.8525 | 11114.9671 | 11221.0816 | 11327.1961 | 11433.3106 | 11539.4251 | 11645.5396 | 11751.6542 | 11857.7687 | 11963.8832 | 12069.9977 | 12176.1122 | 12282.2267
PC Office Equipment - Servers | 5261.6391 | 5053.1704 | 4826.6013 | 4820.7113 | 4859.4819 | 4970.4744 | 5080.5284 | 5177.0176 | 5260.3814 | 5339.4521 | 5418.3195 | 5498.281 | 5571.4293 | 5647.9583 | 5728.3094 | 5804.9802 | 5875.9548 | 5939.0974 | 5996.6079 | 6047.9098 | 6101.5211 | 6156.5282 | 6218.2599 | 6285.807 | 6352.6901 | 6415.9955 | 6477.9741 | 6541.6428 | 6605.3115 | 6668.9802 | 6732.6489 | 6796.3177 | 6859.9864 | 6923.6551 | 6987.3238 | 7050.9925 | 7114.6612 | 7178.3299 | 7241.9986 | 7305.6673 | 7369.336
Refrigeration | 27206.9727 | 26554.3453 | 25916.7965 | 25259.8736 | 24706.1689 | 24247.4123 | 23876.4084 | 23605.6833 | 23401.4125 | 23235.4696 | 23083.9859 | 22958.7764 | 22851.4891 | 22766.209 | 22708.4291 | 22681.0085 | 22683.5889 | 22708.1531 | 22749.2925 | 22801.3826 | 22857.6777 | 22920.6301 | 22997.7699 | 23086.5015 | 23176.4128 | 23266.4494 | 23340.9007 | 23423.7561 | 23506.6115 | 23589.4669 | 23672.3222 | 23755.1776 | 23838.033 | 23920.8884 | 24003.7437 | 24086.5991 | 24169.4545 | 24252.3099 | 24335.1653 | 24418.0206 | 24500.876
Ventilation | 36755.3954 | 36768.7832 | 36766.374 | 36807.222 | 36908.797 | 36978.8881 | 37045.317 | 37247.9783 | 37550.9308 | 37886.4805 | 38200.7866 | 38494.2934 | 38724.8223 | 38925.6544 | 39109.8747 | 39299.8919 | 39556.7694 | 39837.9159 | 40104.6259 | 40359.1919 | 40565.5801 | 40770.2763 | 41000.5412 | 41246.8263 | 41449.304 | 41623.2404 | 41866.4617 | 42082.7951 | 42299.1285 | 42515.462 | 42731.7954 | 42948.1288 | 43164.4622 | 43380.7956 | 43597.1291 | 43813.4625 | 44029.7959 | 44246.1293 | 44462.4627 | 44678.7962 | 44895.1296
Commercial Water Heating | 4570.0024 | 4529.0628 | 4485.5932 | 4444.8173 | 4408.9544 | 4370.1007 | 4329.8642 | 4318.5544 | 4318.3771 | 4317.6754 | 4314.7468 | 4310.1304 | 4298.0791 | 4284.5296 | 4270.3112 | 4258.0858 | 4249.8646 | 4243.2833 | 4235.1964 | 4225.2821 | 4205.4112 | 4184.2669 | 4164.2036 | 4147.6159 | 4125.3631 | 4101.0254 | 4083.1248 | 4062.6897 | 4042.2547 | 4021.8196 | 4001.3845 | 3980.9494 | 3960.5143 | 3940.0792 | 3919.6441 | 3899.209 | 3878.7739 | 3858.3388 | 3837.9037 | 3817.4686 | 3797.0335
Grand Total | 283989.7478 | 283843.5337 | 273807.4058 | 277668.0973 | 278972.819 | 280918.496 | 283231.0213 | 286330.1086 | 289950.4029 | 293690.7447 | 297284.0476 | 300991.8588 | 304482.7961 | 307877.4655 | 311289.7642 | 314872.9321 | 318681.0991 | 322579.6638 | 326352.7043 | 330032.4678 | 333496.3211 | 336907.9727 | 340510.3401 | 344239.925 | 347811.4235 | 351226.5253 | 354874.5137 | 358448.5411 | 362022.5685 | 365596.5959 | 369170.6232 | 372744.6506 | 376318.678 | 379892.7054 | 383466.7327 | 387040.7601 | 390614.7875 | 394188.8149 | 397762.8422 | 401336.8696 | 404910.897
Sector | Commercial
Region | Northeast
NAICS | (All)
Energy/Demand | Energy
Potential | Baseline
Sum of Value | Column Labels
Row Labels | 2010 | 2011 | 2012 | 2013 | 2014 | 2015 | 2016 | 2017 | 2018 | 2019 | 2020 | 2021 | 2022 | 2023 | 2024 | 2025 | 2026 | 2027 | 2028 | 2029 | 2030 | 2031 | 2032 | 2033 | 2034 | 2035 | 2036 | 2037 | 2038 | 2039 | 2040 | 2041 | 2042 | 2043 | 2044 | 2045 | 2046 | 2047 | 2048 | 2049 | 2050
Cooling - Central AC | 8217.2997 | 7216.4243 | 5240.067 | 6250.264 | 6220.2303 | 6168.0513 | 6132.1859 | 6097.3902 | 6063.7344 | 6049.6272 | 6006.6086 | 5969.704 | 5928.0082 | 5898.3235 | 5870.2733 | 5855.6273 | 5862.2125 | 5880.3387 | 5891.7949 | 5880.336 | 5872.6806 | 5860.5761 | 5855.435 | 5838.7688 | 5810.0915 | 5779.838 | 5772.9983 | 5754.9317 | 5736.865 | 5718.7983 | 5700.7316 | 5682.665 | 5664.5983 | 5646.5316 | 5628.465 | 5610.3983 | 5592.3316 | 5574.2649 | 5556.1983 | 5538.1316 | 5520.0649
Cooling - Chiller | 4531.9077 | 3951.3658 | 2873.0096 | 3424.623 | 3403.9167 | 3370.4025 | 3351.2772 | 3332.0962 | 3312.6715 | 3307.0029 | 3284.6591 | 3263.84 | 3241.2248 | 3226.065 | 3211.1552 | 3202.4478 | 3205.515 | 3213.3566 | 3219.0833 | 3211.2299 | 3205.2099 | 3196.066 | 3192.8182 | 3183.383 | 3166.9387 | 3148.6784 | 3144.2349 | 3133.3928 | 3122.5506 | 3111.7085 | 3100.8664 | 3090.0243 | 3079.1821 | 3068.34 | 3057.4979 | 3046.6557 | 3035.8136 | 3024.9715 | 3014.1293 | 3003.2872 | 2992.4451
Cooling - Other | 3769.9619 | 3330.012 | 2415.4626 | 2882.6423 | 2871.6542 | 2850.9067 | 2834.0112 | 2818.0413 | 2803.1822 | 2795.2874 | 2774.6205 | 2758.0032 | 2738.6175 | 2724.1825 | 2710.9361 | 2704.6412 | 2708.0428 | 2717.8108 | 2723.4652 | 2719.2413 | 2716.9406 | 2713.0501 | 2710.9692 | 2703.4872 | 2690.7539 | 2677.9355 | 2675.2498 | 2667.5528 | 2659.8558 | 2652.1588 | 2644.4617 | 2636.7647 | 2629.0677 | 2621.3707 | 2613.6736 | 2605.9766 | 2598.2796 | 2590.5826 | 2582.8855 | 2575.1885 | 2567.4915
Heating - Other | 8517.9505 | 8673.8168 | 9126.7327 | 8601.6388 | 8559.8354 | 8491.1523 | 8419.9426 | 8366.2789 | 8310.5872 | 8249.5886 | 8169.5156 | 8090.8261 | 8008.0854 | 7924.8367 | 7844.6173 | 7786.4159 | 7756.7235 | 7735.8251 | 7711.2183 | 7669.8163 | 7616.6791 | 7560.6175 | 7509.0436 | 7452.2077 | 7381.6431 | 7297.917 | 7250.9277 | 7188.4257 | 7125.9237 | 7063.4217 | 7000.9197 | 6938.4177 | 6875.9158 | 6813.4138 | 6750.9118 | 6688.4098 | 6625.9078 | 6563.4058 | 6500.9038 | 6438.4018 | 6375.8998
Heating and Cooling - Heat Pump | 1793.8426 | 1650.5869 | 1400.3112 | 1504.6701 | 1496.1313 | 1482.2064 | 1471.0551 | 1461.327 | 1451.6423 | 1445.0164 | 1432.9226 | 1421.5127 | 1409.1449 | 1398.6896 | 1388.4159 | 1381.3559 | 1379.4342 | 1379.4839 | 1378.6883 | 1373.1099 | 1367.1345 | 1360.1338 | 1354.8256 | 1347.6264 | 1337.6613 | 1326.3576 | 1321.1064 | 1313.1492 | 1305.192 | 1297.2348 | 1289.2776 | 1281.3204 | 1273.3633 | 1265.4061 | 1257.4489 | 1249.4917 | 1241.5345 | 1233.5773 | 1225.6201 | 1217.6629 | 1209.7058
Indoor Lighting | 45858.9882 | 45204.092 | 45341.1441 | 45490.9917 | 45670.9875 | 45766.4442 | 45866.5267 | 46046.3011 | 46243.0142 | 46449.2481 | 46501.3947 | 46517.0556 | 46478.2038 | 46448.0476 | 46403.5678 | 46473.7969 | 46708.7812 | 46987.6817 | 47145.7221 | 47166.6283 | 47117.0906 | 47019.5489 | 46946.2801 | 46814.3744 | 46592.8416 | 46332.6391 | 46270.3673 | 46117.9591 | 45965.551 | 45813.1428 | 45660.7347 | 45508.3265 | 45355.9183 | 45203.5102 | 45051.102 | 44898.6939 | 44746.2857 | 44593.8776 | 44441.4694 | 44289.0613 | 44136.6531
Non-PC Office Equipment - Copiers/Printers | 3296.0739 | 3412.881 | 3485.5492 | 3599.3427 | 3734.5407 | 3881.8844 | 4012.096 | 4125.9142 | 4219.2985 | 4288.4376 | 4334.1147 | 4382.2246 | 4431.9787 | 4486.1384 | 4540.8628 | 4598.8409 | 4659.7411 | 4718.6275 | 4767.4931 | 4808.3651 | 4844.0686 | 4874.1419 | 4902.391 | 4928.1527 | 4951.339 | 4970.5115 | 5000.7242 | 5026.1404 | 5051.5566 | 5076.9728 | 5102.389 | 5127.8053 | 5153.2215 | 5178.6377 | 5204.0539 | 5229.4701 | 5254.8863 | 5280.3025 | 5305.7187 | 5331.135 | 5356.5512
Non-PC Office Equipment - Other Electronics | 5974.134 | 6185.8468 | 6317.5579 | 6523.8087 | 6768.855 | 7035.9154 | 7271.9241 | 7478.2195 | 7647.4785 | 7772.7932 | 7855.5829 | 7942.7822 | 8032.9614 | 8131.1259 | 8230.3139 | 8335.3991 | 8445.7807 | 8552.5124 | 8641.0812 | 8715.1617 | 8779.8743 | 8834.3822 | 8885.5836 | 8932.2767 | 8974.3019 | 9009.0521 | 9063.8126 | 9109.8795 | 9155.9464 | 9202.0132 | 9248.0801 | 9294.147 | 9340.2139 | 9386.2808 | 9432.3477 | 9478.4146 | 9524.4815 | 9570.5483 | 9616.6152 | 9662.6821 | 9708.749
Non-PC Office Equipment -Displays | 4738.1062 | 4906.0165 | 5010.4769 | 5174.0551 | 5368.4022 | 5580.2088 | 5767.3881 | 5931.0017 | 6065.2415 | 6164.6291 | 6230.2899 | 6299.4479 | 6370.9694 | 6448.824 | 6527.4903 | 6610.8338 | 6698.3778 | 6783.0271 | 6853.2713 | 6912.0248 | 6963.3486 | 7006.579 | 7047.187 | 7084.2195 | 7117.5498 | 7145.1103 | 7188.541 | 7225.0768 | 7261.6126 | 7298.1484 | 7334.6842 | 7371.22 | 7407.7559 | 7444.2917 | 7480.8275 | 7517.3633 | 7553.8991 | 7590.4349 | 7626.9707 | 7663.5065 | 7700.0423
Other | 64351.5513 | 63703.6667 | 69748.305 | 67465.3981 | 68939.4012 | 70321.726 | 71806.2165 | 73302.7601 | 74762.2951 | 76240.8486 | 77647.4795 | 79054.2401 | 80405.7559 | 81715.1191 | 83014.6077 | 84395.3064 | 85870.0957 | 87381.2992 | 88807.7561 | 90151.6884 | 91447.8458 | 92687.6987 | 93927.708 | 95115.4678 | 96205.8455 | 97227.0468 | 98499.0893 | 99660.1808 | 100821.2724 | 101982.364 | 103143.4556 | 104304.5471 | 105465.6387 | 106626.7303 | 107787.8219 | 108948.9134 | 110110.005 | 111271.0966 | 112432.1882 | 113593.2797 | 114754.3713
Outdoor Lighting | 3181.7607 | 3130.0711 | 3134.5551 | 3142.0615 | 3152.327 | 3156.5051 | 3162.0239 | 3173.2488 | 3185.8546 | 3200.0275 | 3203.3182 | 3203.7266 | 3200.6557 | 3198.3463 | 3195.1027 | 3199.4122 | 3215.18 | 3233.8885 | 3244.465 | 3245.1136 | 3240.6518 | 3232.7383 | 3227.0011 | 3217.3147 | 3201.2997 | 3182.4083 | 3177.3803 | 3166.0883 | 3154.7963 | 3143.5043 | 3132.2123 | 3120.9204 | 3109.6284 | 3098.3364 | 3087.0444 | 3075.7524 | 3064.4604 | 3053.1684 | 3041.8764 | 3030.5844 | 3019.2924
PC Office Equipment - Computers | 7401.4925 | 7097.0857 | 6777.4717 | 6766.7031 | 6813.9945 | 6953.8209 | 7088.3252 | 7198.2882 | 7284.4693 | 7362.4441 | 7437.7331 | 7511.8342 | 7576.5936 | 7646.2265 | 7720.517 | 7793.0561 | 7862.8936 | 7923.5289 | 7973.7299 | 8012.7033 | 8053.8486 | 8094.1811 | 8142.5765 | 8192.3903 | 8237.167 | 8273.6785 | 8323.4324 | 8368.5159 | 8413.5994 | 8458.6828 | 8503.7663 | 8548.8497 | 8593.9332 | 8639.0167 | 8684.1001 | 8729.1836 | 8774.2671 | 8819.3505 | 8864.434 | 8909.5175 | 8954.6009
PC Office Equipment - Servers | 4440.8955 | 4258.2514 | 4066.483 | 4060.0218 | 4088.3967 | 4172.2925 | 4252.9951 | 4318.9729 | 4370.6816 | 4417.4664 | 4462.6398 | 4507.1005 | 4545.9562 | 4587.7359 | 4632.3102 | 4675.8336 | 4717.7362 | 4754.1173 | 4784.2379 | 4807.622 | 4832.3091 | 4856.5086 | 4885.5459 | 4915.4342 | 4942.3002 | 4964.2071 | 4994.0595 | 5021.1095 | 5048.1596 | 5075.2097 | 5102.2598 | 5129.3098 | 5156.3599 | 5183.41 | 5210.4601 | 5237.5102 | 5264.5602 | 5291.6103 | 5318.6604 | 5345.7105 | 5372.7606
Refrigeration | 17826.6425 | 17459.2593 | 17155.3679 | 16822.7248 | 16533.0036 | 16282.2685 | 16069.1321 | 15898.8116 | 15751.9935 | 15619.8729 | 15492.4329 | 15375.9482 | 15269.4309 | 15171.9953 | 15092.2946 | 15043.6009 | 15024.8774 | 15020.5062 | 15012.508 | 14999.8514 | 14987.7556 | 14975.8059 | 14966.9284 | 14956.9762 | 14933.0983 | 14906.8997 | 14900.3418 | 14884.846 | 14869.3501 | 14853.8543 | 14838.3584 | 14822.8626 | 14807.3667 | 14791.8709 | 14776.375 | 14760.8792 | 14745.3833 | 14729.8874 | 14714.3916 | 14698.8957 | 14683.3999
Ventilation | 23069.8977 | 23111.8568 | 23291.7575 | 23502.1115 | 23705.3595 | 23824.2676 | 23912.2779 | 24023.929 | 24160.6946 | 24289.189 | 24354.4235 | 24391.9211 | 24379.568 | 24366.0712 | 24347.3551 | 24410.9784 | 24559.17 | 24725.8806 | 24833.3151 | 24882.2493 | 24906.3554 | 24911.3919 | 24920.0134 | 24904.2028 | 24822.436 | 24701.7001 | 24730.4212 | 24693.1082 | 24655.7952 | 24618.4822 | 24581.1692 | 24543.8563 | 24506.5433 | 24469.2303 | 24431.9173 | 24394.6043 | 24357.2913 | 24319.9784 | 24282.6654 | 24245.3524 | 24208.0394
Commercial Water Heating | 3524.3586 | 3491.3113 | 3480.232 | 3473.7767 | 3462.9438 | 3444.3883 | 3420.581 | 3411.0661 | 3400.5462 | 3387.2682 | 3359.9256 | 3330.0742 | 3297.4712 | 3266.482 | 3236.1667 | 3212.7635 | 3201.6612 | 3193.411 | 3178.9889 | 3157.6209 | 3126.5065 | 3093.9478 | 3062.668 | 3029.4928 | 2990.6492 | 2947.5559 | 2918.021 | 2882.6546 | 2847.2882 | 2811.9218 | 2776.5554 | 2741.189 | 2705.8226 | 2670.4562 | 2635.0898 | 2599.7234 | 2564.357 | 2528.9906 | 2493.6241 | 2458.2577 | 2422.8913
Grand Total | 210494.8635 | 206782.5446 | 208864.4834 | 208684.834 | 210789.9794 | 212782.4409 | 214837.9585 | 216983.6466 | 219033.3851 | 221038.7473 | 222547.6612 | 224020.2412 | 225314.6255 | 226638.2094 | 227965.9869 | 229680.3099 | 231876.2229 | 234201.2955 | 236166.8188 | 237712.7623 | 239078.2997 | 240277.3678 | 241536.9747 | 242615.7752 | 243355.9166 | 243891.5357 | 245230.7077 | 246213.0113 | 247195.3149 | 248177.6185 | 249159.9222 | 250142.2258 | 251124.5294 | 252106.8331 | 253089.1367 | 254071.4403 | 255053.744 | 256036.0476 | 257018.3512 | 258000.6549 | 258982.9585
Sector | Commercial
Region | South
NAICS | (All)
Energy/Demand | Energy
Potential | Baseline
Sum of Value | Column Labels
Row Labels | 2010 | 2011 | 2012 | 2013 | 2014 | 2015 | 2016 | 2017 | 2018 | 2019 | 2020 | 2021 | 2022 | 2023 | 2024 | 2025 | 2026 | 2027 | 2028 | 2029 | 2030 | 2031 | 2032 | 2033 | 2034 | 2035 | 2036 | 2037 | 2038 | 2039 | 2040 | 2041 | 2042 | 2043 | 2044 | 2045 | 2046 | 2047 | 2048 | 2049 | 2050
Cooling - Central AC | 38315.7387 | 41357.6804 | 34268.0953 | 35157.278 | 35061.1566 | 34954.596 | 34975.0219 | 35109.3751 | 35271.2556 | 35485.2423 | 35639.648 | 35776.9499 | 35900.0065 | 36026.3371 | 36174.7434 | 36363.296 | 36562.2409 | 36742.6923 | 36934.8879 | 37159.0996 | 37364.9471 | 37537.836 | 37726.7404 | 37963.0523 | 38187.0449 | 38426.6454 | 38616.954 | 38831.0234 | 39045.0928 | 39259.1622 | 39473.2317 | 39687.3011 | 39901.3705 | 40115.4399 | 40329.5093 | 40543.5788 | 40757.6482 | 40971.7176 | 41185.787 | 41399.8564 | 41613.9258
Cooling - Chiller | 27004.3219 | 29493.1255 | 24353.3503 | 24963.4281 | 24902.2581 | 24818.8996 | 24827.0128 | 24921.2296 | 25034.0424 | 25180.16 | 25286.0231 | 25376.7798 | 25455.7023 | 25534.0713 | 25627.966 | 25755.5183 | 25890.0517 | 26007.7689 | 26135.9037 | 26293.2209 | 26435.3524 | 26549.1559 | 26674.8171 | 26840.6842 | 27001.6433 | 27175.542 | 27301.9602 | 27451.2252 | 27600.4903 | 27749.7553 | 27899.0204 | 28048.2854 | 28197.5505 | 28346.8156 | 28496.0806 | 28645.3457 | 28794.6107 | 28943.8758 | 29093.1408 | 29242.4059 | 29391.671
Cooling - Other | 25725.0985 | 27626.8941 | 22946.2969 | 23541.0839 | 23470.7813 | 23411.8693 | 23440.3042 | 23536.3672 | 23651.384 | 23807.9828 | 23919.2943 | 24021.8448 | 24115.0534 | 24214.6862 | 24331.1025 | 24469.0544 | 24615.6032 | 24752.7277 | 24893.7122 | 25050.1507 | 25196.0445 | 25324.0954 | 25463.3259 | 25626.5984 | 25778.3808 | 25938.1874 | 26078.1231 | 26227.7471 | 26377.3712 | 26526.9953 | 26676.6194 | 26826.2435 | 26975.8676 | 27125.4917 | 27275.1158 | 27424.7399 | 27574.364 | 27723.9881 | 27873.6122 | 28023.2363 | 28172.8604
Heating - Other | 16424.7166 | 13963.2271 | 14350.0039 | 14118.4965 | 14035.8765 | 13969.9385 | 13933.8802 | 13946.8233 | 13986.1434 | 14041.7436 | 14066.1476 | 14091.1096 | 14113.7572 | 14142.1444 | 14164.9788 | 14193.3909 | 14226.5866 | 14270.4542 | 14314.9255 | 14365.5231 | 14412.2137 | 14448.0551 | 14476.1686 | 14504.8341 | 14509.2409 | 14509.8054 | 14546.7378 | 14566.7429 | 14586.7481 | 14606.7533 | 14626.7585 | 14646.7636 | 14666.7688 | 14686.774 | 14706.7792 | 14726.7843 | 14746.7895 | 14766.7947 | 14786.7999 | 14806.805 | 14826.8102
Heating and Cooling - Heat Pump | 13350.4893 | 13670.2096 | 11721.2913 | 11967.3409 | 11921.9009 | 11893.3461 | 11905.8879 | 11950.2449 | 12006.9266 | 12086.6045 | 12141.6518 | 12195.0767 | 12245.7489 | 12301.9748 | 12364.6977 | 12433.8264 | 12507.5072 | 12581.1049 | 12655.0665 | 12731.9886 | 12805.2455 | 12873.0438 | 12944.6821 | 13022.3184 | 13089.2224 | 13158.2308 | 13231.2337 | 13302.408 | 13373.5822 | 13444.7564 | 13515.9307 | 13587.1049 | 13658.2792 | 13729.4534 | 13800.6277 | 13871.8019 | 13942.9762 | 14014.1504 | 14085.3247 | 14156.4989 | 14227.6732
Indoor Lighting | 117848.3082 | 117536.7022 | 118246.251 | 117920.8223 | 117636.535 | 117710.33 | 118294.7073 | 119421.9161 | 120800.4315 | 122357.2664 | 123732.8181 | 125051.1349 | 126332.7585 | 127609.4782 | 128865.5609 | 130163.2886 | 131512.2491 | 132826.2246 | 134095.3746 | 135399.7147 | 136622.9497 | 137730.5137 | 138895.3513 | 140130.0728 | 141288.6517 | 142429.7416 | 143610.523 | 144780.3257 | 145950.1284 | 147119.9311 | 148289.7338 | 149459.5365 | 150629.3392 | 151799.1419 | 152968.9446 | 154138.7474 | 155308.5501 | 156478.3528 | 157648.1555 | 158817.9582 | 159987.7609
Non-PC Office Equipment - Copiers/Printers | 6059.1683 | 6327.4009 | 6517.295 | 6761.7307 | 7053.9561 | 7389.3269 | 7713.4411 | 8021.9898 | 8301.2565 | 8540.0584 | 8736.3863 | 8940.6896 | 9149.1618 | 9366.6589 | 9587.128 | 9809.738 | 10029.5452 | 10239.0249 | 10429.4031 | 10605.2251 | 10770.6362 | 10926.1986 | 11083.6817 | 11246.822 | 11416.5532 | 11588.6752 | 11744.5344 | 11908.0886 | 12071.6429 | 12235.1972 | 12398.7514 | 12562.3057 | 12725.8599 | 12889.4142 | 13052.9685 | 13216.5227 | 13380.077 | 13543.6312 | 13707.1855 | 13870.7397 | 14034.294
Non-PC Office Equipment - Other Electronics | 10982.2425 | 11468.414 | 11812.5971 | 12255.6369 | 12785.2955 | 13393.155 | 13980.612 | 14539.8564 | 15046.0275 | 15478.8559 | 15834.7002 | 16205 | 16582.8558 | 16977.0692 | 17376.6695 | 17780.1502 | 18178.5507 | 18558.2326 | 18903.293 | 19221.9704 | 19521.7781 | 19803.7349 | 20089.1731 | 20384.8649 | 20692.5027 | 21004.4738 | 21286.9686 | 21583.4107 | 21879.8528 | 22176.2949 | 22472.737 | 22769.179 | 23065.6211 | 23362.0632 | 23658.5053 | 23954.9474 | 24251.3895 | 24547.8316 | 24844.2737 | 25140.7158 | 25437.1579
Non-PC Office Equipment -Displays | 8710.0544 | 9095.6387 | 9368.6115 | 9719.9879 | 10140.0619 | 10622.1574 | 11088.0716 | 11531.6103 | 11933.0563 | 12276.334 | 12558.5554 | 12852.2414 | 13151.9201 | 13464.5721 | 13781.4965 | 14101.4984 | 14417.4712 | 14718.5983 | 14992.2669 | 15245.011 | 15482.7896 | 15706.4105 | 15932.7924 | 16167.3067 | 16411.2952 | 16658.7206 | 16882.7682 | 17117.8774 | 17352.9867 | 17588.0959 | 17823.2052 | 18058.3144 | 18293.4237 | 18528.5329 | 18763.6422 | 18998.7514 | 19233.8606 | 19468.9699 | 19704.0791 | 19939.1884 | 20174.2976
Other | 150679.0929 | 151007.2728 | 165288.5762 | 161293.4317 | 165418.9971 | 169727.4084 | 174669.7916 | 179925.1326 | 185294.3199 | 190816.8149 | 196316.0201 | 201872.5067 | 207331.8753 | 212699.0055 | 218082.9835 | 223573.7596 | 229045.8998 | 234488.2738 | 239881.5433 | 245316.8298 | 250708.6459 | 255962.1352 | 261257.6756 | 266608.2148 | 271923.2393 | 277199.2501 | 282511.8807 | 287817.22 | 293122.5592 | 298427.8984 | 303733.2376 | 309038.5768 | 314343.916 | 319649.2553 | 324954.5945 | 330259.9337 | 335565.2729 | 340870.6121 | 346175.9514 | 351481.2906 | 356786.6298
Outdoor Lighting | 6693.4013 | 6704.0037 | 6769.3936 | 6764.2312 | 6750.1386 | 6752.6836 | 6784.2793 | 6848.4987 | 6926.21 | 7012.3759 | 7087.5167 | 7157.6126 | 7224.7949 | 7290.6725 | 7356.019 | 7425.8938 | 7498.8265 | 7568.1871 | 7635.5099 | 7707.0065 | 7773.208 | 7831.2574 | 7892.3718 | 7959.5024 | 8023.4991 | 8086.9168 | 8149.0326 | 8212.244 | 8275.4554 | 8338.6668 | 8401.8783 | 8465.0897 | 8528.3011 | 8591.5125 | 8654.724 | 8717.9354 | 8781.1468 | 8844.3582 | 8907.5697 | 8970.7811 | 9033.9925
PC Office Equipment - Computers | 15180.8626 | 14709.9767 | 14190.314 | 14261.2333 | 14456.1101 | 14869.955 | 15297.4324 | 15687.4274 | 16036.5255 | 16376.2279 | 16715.2346 | 17054.9018 | 17373.7281 | 17701.8231 | 18041.8261 | 18367.9083 | 18667.5241 | 18937.3512 | 19187.4499 | 19420.9214 | 19664.4529 | 19915.7072 | 20193.9719 | 20500.772 | 20815.2635 | 21128.8242 | 21402.5645 | 21697.6309 | 21992.6973 | 22287.7638 | 22582.8302 | 22877.8967 | 23172.9631 | 23468.0295 | 23763.096 | 24058.1624 | 24353.2288 | 24648.2953 | 24943.3617 | 25238.4282 | 25533.4946
PC Office Equipment - Servers | 9108.5176 | 8825.986 | 8514.1884 | 8556.74 | 8673.666 | 8921.973 | 9178.4594 | 9412.4564 | 9621.9153 | 9825.7367 | 10029.1407 | 10232.9411 | 10424.2369 | 10621.0939 | 10825.0957 | 11020.745 | 11200.5144 | 11362.4107 | 11512.4699 | 11652.5528 | 11798.6717 | 11949.4243 | 12116.3832 | 12300.4632 | 12489.1581 | 12677.2945 | 12841.5387 | 13018.5785 | 13195.6184 | 13372.6583 | 13549.6981 | 13726.738 | 13903.7779 | 14080.8177 | 14257.8576 | 14434.8974 | 14611.9373 | 14788.9772 | 14966.017 | 15143.0569 | 15320.0968
Refrigeration | 51316.7689 | 50236.3269 | 49232.7408 | 48068.2768 | 47084.9344 | 46343.3741 | 45875.8817 | 45606.3911 | 45451.8585 | 45365.577 | 45288.9561 | 45248.5487 | 45246.8109 | 45298.2622 | 45412.4565 | 45590.884 | 45816.1196 | 46079.5149 | 46378.152 | 46707.9186 | 47048.0961 | 47392.7085 | 47759.9469 | 48151.5106 | 48552.0215 | 48969.6205 | 49326.6965 | 49711.7572 | 50096.8179 | 50481.8786 | 50866.9393 | 51252 | 51637.0607 | 52022.1214 | 52407.1821 | 52792.2428 | 53177.3035 | 53562.3642 | 53947.4249 | 54332.4856 | 54717.5463
Ventilation | 62916.0111 | 64046.5887 | 65270.5394 | 66019.0565 | 66684.0693 | 67348.3744 | 68196.0217 | 69253.9937 | 70366.1545 | 71513.7874 | 72535.8151 | 73462.0405 | 74260.376 | 75040.6068 | 75799.8375 | 76552.8259 | 77357.7208 | 78151.4389 | 78938.4008 | 79753.4739 | 80494.6397 | 81178.0655 | 81863.6795 | 82575.0743 | 83226.8759 | 83827.811 | 84546.7259 | 85218.8311 | 85890.9363 | 86563.0415 | 87235.1467 | 87907.2519 | 88579.3571 | 89251.4623 | 89923.5675 | 90595.6727 | 91267.7779 | 91939.8831 | 92611.9883 | 93284.0935 | 93956.1987
Commercial Water Heating | 14168.6485 | 14184.4596 | 14196.6623 | 14118.3143 | 14026.68 | 13951.0328 | 13905.6156 | 13934.9419 | 13973.4783 | 14015.302 | 14012.9473 | 13998.0733 | 13975.5297 | 13949.1992 | 13923.9009 | 13907.8958 | 13897.1193 | 13885.0645 | 13873.1633 | 13865.6617 | 13856.1423 | 13837.6814 | 13822.081 | 13804.404 | 13766.8458 | 13723.7436 | 13712.5986 | 13687.1078 | 13661.617 | 13636.1263 | 13610.6355 | 13585.1447 | 13559.6539 | 13534.1631 | 13508.6723 | 13483.1816 | 13457.6908 | 13432.2 | 13406.7092 | 13381.2184 | 13355.7277
Grand Total | 574483.4413 | 580253.907 | 577046.2069 | 575487.0891 | 580102.4174 | 586078.42 | 594066.4207 | 603648.2546 | 613700.9857 | 624180.0697 | 633900.8553 | 643537.4513 | 652884.3162 | 662237.6555 | 671716.4626 | 681509.6735 | 691423.5304 | 701169.0696 | 710761.5224 | 720496.2688 | 729955.8135 | 738966.0236 | 748192.8423 | 757786.4951 | 767171.4383 | 776503.4827 | 785790.8402 | 795132.2185 | 804473.5969 | 813814.9753 | 823156.3536 | 832497.732 | 841839.1104 | 851180.4887 | 860521.8671 | 869863.2455 | 879204.6238 | 888546.0022 | 897887.3806 | 907228.7589 | 916570.1373
Sector | Commercial
Region | West
NAICS | (All)
Energy/Demand | Energy
Potential | Baseline
Sum of Value | Column Labels
Row Labels | 2010 | 2011 | 2012 | 2013 | 2014 | 2015 | 2016 | 2017 | 2018 | 2019 | 2020 | 2021 | 2022 | 2023 | 2024 | 2025 | 2026 | 2027 | 2028 | 2029 | 2030 | 2031 | 2032 | 2033 | 2034 | 2035 | 2036 | 2037 | 2038 | 2039 | 2040 | 2041 | 2042 | 2043 | 2044 | 2045 | 2046 | 2047 | 2048 | 2049 | 2050
Cooling - Central AC | 6853.1233 | 7145.5255 | 7390.801 | 7993.0541 | 7972.8605 | 7973.6299 | 7970.6449 | 7996.1567 | 8036.8212 | 8078.429 | 8083.3912 | 8088.588 | 8089.0003 | 8091.4425 | 8112.5684 | 8145.6681 | 8168.9242 | 8203.9667 | 8243.2901 | 8270.5061 | 8278.6475 | 8282.5869 | 8311.138 | 8347.5468 | 8378.9849 | 8413.5814 | 8435.4415 | 8464.0207 | 8492.5999 | 8521.1791 | 8549.7583 | 8578.3375 | 8606.9167 | 8635.4959 | 8664.0751 | 8692.6543 | 8721.2335 | 8749.8127 | 8778.392 | 8806.9712 | 8835.5504
Cooling - Chiller | 4269.3917 | 4208.3864 | 4324.8898 | 4757.68 | 4746.8222 | 4751.6297 | 4760.921 | 4786.4586 | 4825.4627 | 4867.4459 | 4901.7282 | 4942.5063 | 4975.8585 | 5005.7163 | 5035.1714 | 5069.8141 | 5101.687 | 5131.8014 | 5160.7747 | 5190.5227 | 5210.502 | 5223.7127 | 5248.3007 | 5280.4386 | 5316.7235 | 5354.2624 | 5375.3206 | 5404.7483 | 5434.1761 | 5463.6039 | 5493.0317 | 5522.4595 | 5551.8873 | 5581.315 | 5610.7428 | 5640.1706 | 5669.5984 | 5699.0262 | 5728.454 | 5757.8818 | 5787.3095
Cooling - Other | 5282.4313 | 5332.6006 | 5495.5046 | 6001.2261 | 5986.9019 | 5990.6137 | 5996.3477 | 6022.9616 | 6064.1565 | 6107.8018 | 6134.1016 | 6165.1575 | 6189.3225 | 6211.6229 | 6239.6476 | 6275.2648 | 6305.7174 | 6338.6971 | 6372.2327 | 6402.4289 | 6419.4459 | 6430.2332 | 6457.1411 | 6492.0187 | 6528.2843 | 6566.4702 | 6588.6808 | 6619.0851 | 6649.4895 | 6679.8938 | 6710.2982 | 6740.7025 | 6771.1069 | 6801.5112 | 6831.9156 | 6862.3199 | 6892.7243 | 6923.1286 | 6953.533 | 6983.9373 | 7014.3417
Heating - Other | 8700.2483 | 9111.891 | 9036.1597 | 8362.615 | 8281.0934 | 8218.8456 | 8174.4702 | 8150.3435 | 8151.5937 | 8155.574 | 8147.2917 | 8143.5595 | 8135.3099 | 8122.8566 | 8106.8061 | 8100.772 | 8103.8646 | 8103.4524 | 8112.5601 | 8120.136 | 8115.5943 | 8105.8326 | 8104.7061 | 8120.1433 | 8136.9578 | 8152.2914 | 8151.8174 | 8160.1688 | 8168.5202 | 8176.8715 | 8185.2229 | 8193.5743 | 8201.9256 | 8210.277 | 8218.6284 | 8226.9798 | 8235.3311 | 8243.6825 | 8252.0339 | 8260.3853 | 8268.7366
Heating and Cooling - Heat Pump | 2927.3597 | 3003.729 | 3067.4269 | 3246.0054 | 3234.4413 | 3231.1405 | 3228.9912 | 3237.4667 | 3253.0101 | 3269.3768 | 3274.6537 | 3280.8086 | 3284.161 | 3287.7339 | 3295.8746 | 3308.4605 | 3318.8418 | 3331.4862 | 3345.9989 | 3357.1497 | 3361.1417 | 3363.3352 | 3374.2161 | 3389.1817 | 3403.7945 | 3419.0736 | 3427.7241 | 3439.8957 | 3452.0672 | 3464.2387 | 3476.4102 | 3488.5817 | 3500.7533 | 3512.9248 | 3525.0963 | 3537.2678 | 3549.4394 | 3561.6109 | 3573.7824 | 3585.9539 | 3598.1254
Indoor Lighting | 52162.7687 | 51617.5044 | 51597.4213 | 51325.9673 | 51272.0027 | 51435.5443 | 51766.4427 | 52297.2433 | 53009.2181 | 53749.0643 | 54360.615 | 54915.4618 | 55427.4359 | 55926.0459 | 56438.7356 | 57006.6335 | 57561.6969 | 58099.2377 | 58716.6426 | 59223.1178 | 59611.5656 | 59973.091 | 60430.5372 | 60977.2253 | 61560.6208 | 62122.0732 | 62565.3671 | 63075.7047 | 63586.0423 | 64096.3799 | 64606.7175 | 65117.055 | 65627.3926 | 66137.7302 | 66648.0678 | 67158.4054 | 67668.743 | 68179.0806 | 68689.4182 | 69199.7558 | 69710.0934
Non-PC Office Equipment - Copiers/Printers | 4375.273 | 4561.0356 | 4691.5311 | 4875.3166 | 5095.8038 | 5345.5615 | 5585.3764 | 5815.2627 | 6024.9552 | 6203.8808 | 6351.7246 | 6505.4059 | 6662.5638 | 6827.4397 | 6995.2784 | 7165.9017 | 7334.5222 | 7496.3435 | 7645.6469 | 7780.9339 | 7906.3996 | 8026.1867 | 8148.7324 | 8277.2995 | 8411.456 | 8544.9938 | 8666.9126 | 8794.8368 | 8922.7609 | 9050.6851 | 9178.6093 | 9306.5335 | 9434.4576 | 9562.3818 | 9690.306 | 9818.2301 | 9946.1543 | 10074.0785 | 10202.0027 | 10329.9268 | 10457.851
Non-PC Office Equipment - Other Electronics | 7930.1822 | 8266.8771 | 8503.4001 | 8836.5113 | 9236.1445 | 9688.8303 | 10123.4947 | 10540.1637 | 10920.2313 | 11244.534 | 11512.5009 | 11791.0483 | 12075.8968 | 12374.7345 | 12678.9422 | 12988.1968 | 13293.8214 | 13587.1225 | 13857.7349 | 14102.9427 | 14330.3493 | 14547.4634 | 14769.5775 | 15002.6053 | 15245.7641 | 15487.8012 | 15708.7791 | 15940.6417 | 16172.5042 | 16404.3668 | 16636.2293 | 16868.0919 | 17099.9545 | 17331.817 | 17563.6796 | 17795.5421 | 18027.4047 | 18259.2673 | 18491.1298 | 18722.9924 | 18954.855
Non-PC Office Equipment -Displays | 6289.4549 | 6556.4887 | 6744.076 | 7008.2676 | 7325.218 | 7684.2447 | 8028.9786 | 8359.4402 | 8660.8731 | 8918.0787 | 9130.6041 | 9351.521 | 9577.4354 | 9814.4446 | 10055.7128 | 10300.9837 | 10543.3756 | 10775.9937 | 10990.6174 | 11185.0925 | 11365.4494 | 11537.6434 | 11713.8028 | 11898.618 | 12091.4681 | 12283.4285 | 12458.6869 | 12642.5779 | 12826.4689 | 13010.3599 | 13194.2509 | 13378.1419 | 13562.0328 | 13745.9238 | 13929.8148 | 14113.7058 | 14297.5968 | 14481.4878 | 14665.3788 | 14849.2698 | 15033.1608
Other | 97328.5856 | 99022.5952 | 99938.8061 | 102782.3921 | 105094.1639 | 107599.7317 | 110454.8748 | 113508.6238 | 116680.8032 | 119909.6153 | 123058.9152 | 126179.7121 | 129256.3529 | 132267.5336 | 135314.5475 | 138436.6369 | 141532.6318 | 144603.0695 | 147697.482 | 150694.8752 | 153567.116 | 156392.2972 | 159343.3406 | 162402.2196 | 165513.1061 | 168611.8311 | 171536.1399 | 174554.5651 | 177572.9903 | 180591.4155 | 183609.8407 | 186628.2659 | 189646.691 | 192665.1162 | 195683.5414 | 198701.9666 | 201720.3918 | 204738.817 | 207757.2421 | 210775.6673 | 213794.0925
Outdoor Lighting | 3877.1028 | 3847.2849 | 3849.2144 | 3827.4274 | 3819.833 | 3829.4209 | 3852.9619 | 3892.0176 | 3945.3979 | 4001.8532 | 4053.2631 | 4103.8609 | 4150.406 | 4193.2407 | 4232.8447 | 4274.9517 | 4317.8303 | 4356.6765 | 4397.489 | 4435.6807 | 4465.8533 | 4490.5988 | 4521.977 | 4561.6992 | 4605.066 | 4647.7662 | 4678.0956 | 4715.0295 | 4751.9635 | 4788.8974 | 4825.8314 | 4862.7653 | 4899.6993 | 4936.6333 | 4973.5672 | 5010.5012 | 5047.4351 | 5084.3691 | 5121.303 | 5158.237 | 5195.1709
PC Office Equipment - Computers | 7539.7851 | 7263.4036 | 6970.6126 | 6991.0553 | 7080.8314 | 7287.5837 | 7507.0789 | 7714.0528 | 7908.3034 | 8099.1761 | 8289.4099 | 8480.5088 | 8659.9532 | 8845.5946 | 9036.8744 | 9221.9356 | 9390.2678 | 9541.0398 | 9680.8066 | 9804.3379 | 9928.2737 | 10055.6116 | 10199.8987 | 10362.0184 | 10532.7014 | 10703.7431 | 10844.1147 | 11000.4215 | 11156.7282 | 11313.0349 | 11469.3417 | 11625.6484 | 11781.9552 | 11938.2619 | 12094.5686 | 12250.8754 | 12407.1821 | 12563.4888 | 12719.7956 | 12876.1023 | 13032.4091
PC Office Equipment - Servers | 4523.8711 | 4358.0422 | 4182.3675 | 4194.6332 | 4248.4988 | 4372.5502 | 4504.2473 | 4628.4317 | 4744.982 | 4859.5056 | 4973.6459 | 5088.3053 | 5195.9719 | 5307.3568 | 5422.1247 | 5533.1613 | 5634.1607 | 5724.6239 | 5808.4839 | 5882.6027 | 5956.9642 | 6033.367 | 6119.9392 | 6217.211 | 6319.6208 | 6422.2458 | 6506.4688 | 6600.2529 | 6694.0369 | 6787.821 | 6881.605 | 6975.3891 | 7069.1731 | 7162.9571 | 7256.7412 | 7350.5252 | 7444.3093 | 7538.0933 | 7631.8774 | 7725.6614 | 7819.4454
Refrigeration | 17823.7118 | 17415.006 | 17037.5602 | 16623.7589 | 16293.2886 | 16049.8615 | 15883.3143 | 15779.816 | 15723.5614 | 15685.8253 | 15658.0913 | 15638.7398 | 15631.1379 | 15642.0672 | 15676.8419 | 15735.4833 | 15808.9116 | 15895.2963 | 16000.37 | 16106.7659 | 16209.2389 | 16313.5447 | 16434.5276 | 16569.6697 | 16712.1274 | 16857.98 | 16973.6409 | 17104.3436 | 17235.0464 | 17365.7491 | 17496.4518 | 17627.1545 | 17757.8573 | 17888.56 | 18019.2627 | 18149.9654 | 18280.6682 | 18411.3709 | 18542.0736 | 18672.7763 | 18803.4791
Ventilation | 25908.8684 | 26150.3764 | 26405.1384 | 26578.2903 | 26831.7338 | 27108.1603 | 27416.1607 | 27795.7389 | 28286.449 | 28769.9381 | 29131.4276 | 29440.1944 | 29721.5197 | 29996.8687 | 30269.4468 | 30564.4643 | 30872.668 | 31179.2707 | 31521.3264 | 31831.7684 | 32086.5527 | 32324.0629 | 32601.9752 | 32925.7045 | 33257.5429 | 33572.1836 | 33849.9027 | 34151.3976 | 34452.8926 | 34754.3875 | 35055.8825 | 35357.3775 | 35658.8724 | 35960.3674 | 36261.8623 | 36563.3573 | 36864.8523 | 37166.3472 | 37467.8422 | 37769.3371 | 38070.8321
Commercial Water Heating | 4508.1664 | 4478.0691 | 4453.9468 | 4418.7471 | 4394.8916 | 4377.7197 | 4362.977 | 4373.9355 | 4392.2256 | 4408.8113 | 4407.7927 | 4398.3443 | 4384.9476 | 4371.5296 | 4360.9427 | 4353.7864 | 4349.1867 | 4344.187 | 4343.8975 | 4338.8379 | 4312.9452 | 4284.8202 | 4264.0181 | 4249.0464 | 4236.8029 | 4221.6086 | 4199.9695 | 4182.3779 | 4164.7863 | 4147.1947 | 4129.6031 | 4112.0114 | 4094.4198 | 4076.8282 | 4059.2366 | 4041.6449 | 4024.0533 | 4006.4617 | 3988.8701 | 3971.2784 | 3953.6868
Grand Total | 260300.3242 | 262338.8157 | 263688.8565 | 267822.9476 | 270914.5293 | 274945.0681 | 279617.2823 | 284898.113 | 290628.0444 | 296328.9102 | 301469.1566 | 306513.7226 | 311417.2731 | 316286.2282 | 321272.3598 | 326482.1147 | 331638.108 | 336712.2649 | 341895.3538 | 346727.6991 | 351126.0392 | 355384.3874 | 360043.8286 | 365072.6462 | 370251.0214 | 375381.3341 | 379967.0622 | 384850.0677 | 389733.0733 | 394616.0788 | 399499.0843 | 404382.0899 | 409265.0954 | 414148.1009 | 419031.1065 | 423914.112 | 428797.1176 | 433680.1231 | 438563.1286 | 443446.1342 | 448329.1397
Note on A13: Boyd, Erin: Cooling - Central AC, Cooling - Chiller, Cooling - Other, percentage of Cooling - HP
Note on A14: Boyd, Erin: Heating - Other, Percentage Heating - HP
Note on A16: erin.boyd: Hot Water
Note on A17: erin.boyd: Indoor Lighting, Outdoor Lighting
Note on A18: Boyd, Erin: Clothes dryers, clothes washers, cooking, dishwashers, freezers
Note on A19: Boyd, Erin: Personal computers and TVs
Note on A21: erin.boyd: Copiers/Printers, Other Electronics, Display, Computer, Server
Note on A22: Boyd, Erin: Other Uses

## Commercial Technical
Energy savings in GWh
Total | 0 | 0 | 0 | 68711.9223 | 85942.8595 | 132797.0823 | 195133.1606 | 242571.7458 | 266114.3816 | 284095.9581 | 305475.5163 | 322345.6996 | 336343.4264 | 348891.0536 | 362010.5149 | 373442.466 | 383229.0952 | 391764.9076 | 399100.6382 | 405399.2852 | 410770.6939 | 415351.6951 | 419706.7721 | 423838.8679 | 427435.0915 | 430662.9961 | 435278.7324 | 439274.2694 | 443269.8065 | 447265.3435 | 451260.8805 | 455256.4176 | 459251.9546 | 463247.4916 | 467243.0287 | 471238.5657 | 475234.1027 | 479229.6398 | 483225.1768 | 487220.7138 | 491216.2509
FOR GCAM
Sector | Commercial |  |  |  |  | Percent ASHP used for:
Region | National |  |  |  | Cooling | 50%
NAICS | (All) |  |  |  | Heating | 50%
Energy/Demand | Energy
Potential | TP
Sum of Value | Column Labels
Row Labels | 2010 | 2011 | 2012 | 2013 | 2014 | 2015 | 2016 | 2017 | 2018 | 2019 | 2020 | 2021 | 2022 | 2023 | 2024 | 2025 | 2026 | 2027 | 2028 | 2029 | 2030 | 2031 | 2032 | 2033 | 2034 | 2035 | 2036 | 2037 | 2038 | 2039 | 2040 | 2041 | 2042 | 2043 | 2044 | 2045 | 2046 | 2047 | 2048 | 2049 | 2050
Space Cooling | 0 | 0 | 0 | 1953.7499 | 4095.5372 | 6760.4459 | 10044.9009 | 13893.3503 | 18070.3874 | 22389.0687 | 28043.1338 | 33731.4705 | 39805.9651 | 46019.7547 | 52007.3748 | 57480.8034 | 62144.1671 | 65910.0449 | 68903.0982 | 71326.3875 | 73296.4279 | 74883.8455 | 76230.5268 | 77373.5844 | 78241.7964 | 78947.0587 | 80442.5464 | 81570.2625 | 82697.9786 | 83825.6947 | 84953.4109 | 86081.127 | 87208.8431 | 88336.5592 | 89464.2754 | 90591.9915 | 91719.7076 | 92847.4237 | 93975.1399 | 95102.856 | 96230.5721
Space Heating non-HP | 0 | 0 | 0 | 0 | 0 | 0 | 0 | 0 | 0 | 0 | 0 | 0 | 0 | 0 | 0 | 0 | 0 | 0 | 0 | 0 | 0 | 0 | 0 | 0 | 0 | 0 | 0 | 0 | 0 | 0 | 0 | 0 | 0 | 0 | 0 | 0 | 0 | 0 | 0 | 0 | 0
Space Heating HP | 0 | 0 | 0 | 183.9085 | 411.8289 | 714.8269 | 1089.5761 | 1517.1308 | 1961.9954 | 2399.6733 | 2914.8607 | 3428.6205 | 4001.7094 | 4601.9438 | 5162.1673 | 5626.8813 | 5970.9064 | 6207.5098 | 6372.6552 | 6502.4061 | 6619.2689 | 6725.735 | 6823.6314 | 6905.1137 | 6962.2328 | 7004.4689 | 7111.7726 | 7189.4005 | 7267.0284 | 7344.6562 | 7422.2841 | 7499.912 | 7577.5398 | 7655.1677 | 7732.7956 | 7810.4234 | 7888.0513 | 7965.6792 | 8043.307 | 8120.9349 | 8198.5627
Hot Water Heating | 0 | 0 | 0 | 451.8041 | 1011.4784 | 1289.9375 | 1647.3866 | 2080.4972 | 2554.5302 | 3041.0366 | 3728.9795 | 4443.1607 | 5281.3048 | 6207.4659 | 7093.8897 | 7809.9857 | 8307.853 | 8610.7641 | 8800.57 | 8954.8127 | 9104.3679 | 9249.5925 | 9374.6108 | 9459.0574 | 9489.6098 | 9478.9761 | 9627.1231 | 9703.6242 | 9780.1254 | 9856.6265 | 9933.1276 | 10009.6288 | 10086.1299 | 10162.6311 | 10239.1322 | 10315.6333 | 10392.1345 | 10468.6356 | 10545.1368 | 10621.6379 | 10698.1391
Lighting | 0 | 0 | 0 | 59477.3562 | 67018.7067 | 99475.1928 | 142073.9715 | 168572.742 | 173539.0709 | 174981.814 | 181084.6511 | 185793.129 | 189087.2437 | 191193.2868 | 194267.6056 | 196585.5323 | 198643.1859 | 200937.2834 | 203273.2397 | 205428.5609 | 207219.3204 | 208675.8105 | 210111.8686 | 211511.474 | 212707.8571 | 213786.1305 | 215301.7231 | 216625.4316 | 217949.14 | 219272.8485 | 220596.5569 | 221920.2654 | 223243.9738 | 224567.6823 | 225891.3907 | 227215.0992 | 228538.8076 | 229862.5161 | 231186.2245 | 232509.933 | 233833.6414
Refrigeration | 0 | 0 | 0 | 17.9049 | 39.5567 | 67.9296 | 102.6386 | 141.8177 | 182.1614 | 221.2129 | 257.5527 | 293.695 | 334.3126 | 376.9081 | 416.3254 | 448.2663 | 470.7256 | 484.4715 | 492.1 | 496.3963 | 499.301 | 501.8516 | 504.6064 | 507.5971 | 510.6052 | 513.7037 | 516.404 | 519.2973 | 522.1906 | 525.0838 | 527.9771 | 530.8704 | 533.7637 | 536.657 | 539.5503 | 542.4435 | 545.3368 | 548.2301 | 551.1234 | 554.0167 | 556.91
Ventilation | 0 | 0 | 0 | 283.1722 | 643.7838 | 1132.1929 | 1746.1153 | 2459.6018 | 3218.0087 | 3975.6437 | 4697.0804 | 5423.741 | 6236.0658 | 7091.4037 | 7887.7526 | 8544.0744 | 9026.1159 | 9338.4057 | 9525.6647 | 9641.5977 | 9718.6874 | 9782.3795 | 9848.3016 | 9917.3834 | 9977.5292 | 10030.2725 | 10100.338 | 10163.551 | 10226.7641 | 10289.9771 | 10353.1902 | 10416.4032 | 10479.6163 | 10542.8293 | 10606.0424 | 10669.2554 | 10732.4685 | 10795.6815 | 10858.8946 | 10922.1076 | 10985.3207
Cooking | No data | No data | No data | No data | No data | No data | No data | No data | No data | No data | No data | No data | No data | No data | No data | No data | No data | No data | No data | No data | No data | No data | No data | No data | No data | No data | No data | No data | No data | No data | No data | No data | No data | No data | No data | No data | No data | No data | No data | No data | No data
Office | 0 | 0 | 0 | 6344.0265 | 12721.9679 | 23356.5566 | 38428.5717 | 53906.6059 | 66588.2276 | 77087.5089 | 84749.258 | 89231.8827 | 91596.825 | 93400.2906 | 95175.3995 | 96946.9225 | 98666.1413 | 100276.4283 | 101733.3104 | 103049.1239 | 104313.3205 | 105532.4806 | 106813.2265 | 108164.658 | 109545.461 | 110902.3858 | 112178.8253 | 113502.7024 | 114826.5795 | 116150.4566 | 117474.3337 | 118798.2109 | 120122.088 | 121445.9651 | 122769.8422 | 124093.7193 | 125417.5964 | 126741.4735 | 128065.3506 | 129389.2278 | 130713.1049
Other Uses | 0 | 0 | 0 | 0 | 0 | 0 | 0 | 0 | 0 | 0 | 0 | 0 | 0 | 0 | 0 | 0 | 0 | 0 | 0 | 0 | 0 | 0 | 0 | 0 | 0 | 0 | 0 | 0 | 0 | 0 | 0 | 0 | 0 | 0 | 0 | 0 | 0 | 0 | 0 | 0 | 0
Grand Total | 0 | 0 | 0 | 68711.9223 | 85942.8595 | 132797.0823 | 195133.1606 | 242571.7458 | 266114.3816 | 284095.9581 | 305475.5163 | 322345.6996 | 336343.4264 | 348891.0536 | 362010.5149 | 373442.466 | 383229.0952 | 391764.9076 | 399100.6382 | 405399.2852 | 410770.6939 | 415351.6951 | 419706.7721 | 423838.8679 | 427435.0915 | 430662.9961 | 435278.7324 | 439274.2694 | 443269.8065 | 447265.3435 | 451260.8805 | 455256.4176 | 459251.9546 | 463247.4916 | 467243.0287 | 471238.5657 | 475234.1027 | 479229.6398 | 483225.1768 | 487220.7138 | 491216.2509
Percent savings from BAU
Space Cooling | 0% | 0% | 0% | 1.373% | 2.89% | 4.789% | 7.122% | 9.831% | 12.74% | 15.72% | 19.63% | 23.55% | 27.74% | 32% | 36.06% | 39.7% | 42.72% | 45.09% | 46.92% | 48.33% | 49.47% | 50.37% | 51.06% | 51.56% | 51.91% | 52.13% | 52.9% | 53.4% | 53.91% | 54.4% | 54.9% | 55.39% | 55.87% | 56.35% | 56.83% | 57.3% | 57.77% | 58.24% | 58.7% | 59.15% | 59.61%
Space Heating non-HP | 0% | 0% | 0% | 0% | 0% | 0% | 0% | 0% | 0% | 0% | 0% | 0% | 0% | 0% | 0% | 0% | 0% | 0% | 0% | 0% | 0% | 0% | 0% | 0% | 0% | 0% | 0% | 0% | 0% | 0% | 0% | 0% | 0% | 0% | 0% | 0% | 0% | 0% | 0% | 0% | 0%
Space Heating HP | 0% | 0% | 0% | 2.011% | 4.523% | 7.879% | 12.02% | 16.71% | 21.54% | 26.22% | 31.77% | 37.27% | 43.41% | 49.8% | 55.68% | 60.45% | 63.86% | 66.08% | 67.51% | 68.57% | 69.54% | 70.42% | 71.14% | 71.65% | 71.96% | 72.11% | 72.91% | 73.41% | 73.9% | 74.39% | 74.87% | 75.35% | 75.83% | 76.3% | 76.77% | 77.23% | 77.69% | 78.15% | 78.61% | 79.06% | 79.5%
Hot Water Heating | 0% | 0% | 0% | 1.708% | 3.847% | 4.934% | 6.331% | 7.99% | 9.793% | 11.64% | 14.29% | 17.07% | 20.35% | 23.99% | 27.5% | 30.35% | 32.33% | 33.55% | 34.34% | 35% | 35.7% | 36.41% | 37.03% | 37.49% | 37.78% | 37.93% | 38.64% | 39.1% | 39.57% | 40.04% | 40.51% | 40.99% | 41.47% | 41.96% | 42.45% | 42.94% | 43.44% | 43.94% | 44.44% | 44.95% | 45.47%
Lighting | 0% | 0% | 0% | 20.27% | 22.9% | 34% | 48.43% | 57.08% | 58.22% | 58.11% | 59.64% | 60.72% | 61.36% | 61.62% | 62.2% | 62.47% | 62.6% | 62.79% | 63.02% | 63.23% | 63.4% | 63.51% | 63.56% | 63.57% | 63.56% | 63.53% | 63.6% | 63.62% | 63.64% | 63.66% | 63.68% | 63.7% | 63.72% | 63.74% | 63.76% | 63.78% | 63.8% | 63.82% | 63.84% | 63.86% | 63.88%
Refrigeration | 0% | 0% | 0% | 0.01677% | 0.03781% | 0.066% | 0.1009% | 0.1406% | 0.1816% | 0.2214% | 0.2588% | 0.296% | 0.3377% | 0.3812% | 0.421% | 0.4526% | 0.4739% | 0.4859% | 0.4914% | 0.4934% | 0.4939% | 0.4939% | 0.4939% | 0.4939% | 0.4939% | 0.4939% | 0.494% | 0.494% | 0.494% | 0.494% | 0.494% | 0.494% | 0.494% | 0.4941% | 0.4941% | 0.4941% | 0.4941% | 0.4941% | 0.4941% | 0.4941% | 0.4941%
Ventilation | 0% | 0% | 0% | 0.1852% | 0.4177% | 0.7292% | 1.115% | 1.554% | 2.007% | 2.447% | 2.86% | 3.271% | 3.732% | 4.213% | 4.653% | 5.002% | 5.237% | 5.37% | 5.431% | 5.453% | 5.458% | 5.459% | 5.46% | 5.46% | 5.459% | 5.459% | 5.46% | 5.46% | 5.46% | 5.46% | 5.46% | 5.461% | 5.461% | 5.461% | 5.461% | 5.461% | 5.461% | 5.461% | 5.462% | 5.462% | 5.462%
Cooking | No data | No data | No data | No data | No data | No data | No data | No data | No data | No data | No data | No data | No data | No data | No data | No data | No data | No data | No data | No data | No data | No data | No data | No data | No data | No data | No data | No data | No data | No data | No data | No data | No data | No data | No data | No data | No data | No data | No data | No data | No data
Office | 0% | 0% | 0% | 4.453% | 8.677% | 15.36% | 24.41% | 33.22% | 39.96% | 45.24% | 48.82% | 50.43% | 50.83% | 50.86% | 50.85% | 50.85% | 50.84% | 50.83% | 50.82% | 50.81% | 50.8% | 50.8% | 50.8% | 50.8% | 50.8% | 50.8% | 50.8% | 50.8% | 50.8% | 50.8% | 50.8% | 50.8% | 50.8% | 50.8% | 50.8% | 50.8% | 50.8% | 50.8% | 50.8% | 50.8% | 50.8%
Other Uses | 0% | 0% | 0% | 0% | 0% | 0% | 0% | 0% | 0% | 0% | 0% | 0% | 0% | 0% | 0% | 0% | 0% | 0% | 0% | 0% | 0% | 0% | 0% | 0% | 0% | 0% | 0% | 0% | 0% | 0% | 0% | 0% | 0% | 0% | 0% | 0% | 0% | 0% | 0% | 0% | 0%
Percent savings from 2012 load | 0% | 0% | 0% | 5.192% | 6.494% | 10.03% | 14.74% | 18.33% | 20.11% | 21.47% | 23.08% | 24.36% | 25.41% | 26.36% | 27.35% | 28.22% | 28.96% | 29.6% | 30.16% | 30.63% | 31.04% | 31.39% | 31.71% | 32.03% | 32.3% | 32.54% | 32.89% | 33.19% | 33.49% | 33.8% | 34.1% | 34.4% | 34.7% | 35% | 35.31% | 35.61% | 35.91% | 36.21% | 36.51% | 36.82% | 37.12%
Percent savings from BAU | 0% | 0% | 0% | 5.168% | 6.41% | 9.803% | 14.23% | 17.43% | 18.83% | 19.79% | 20.99% | 21.85% | 22.51% | 23.06% | 23.63% | 24.05% | 24.35% | 24.57% | 24.71% | 24.8% | 24.84% | 24.85% | 24.83% | 24.79% | 24.73% | 24.65% | 24.65% | 24.61% | 24.58% | 24.55% | 24.51% | 24.48% | 24.45% | 24.42% | 24.38% | 24.35% | 24.33% | 24.3% | 24.27% | 24.24% | 24.21%
Sector | Commercial
Region | National
NAICS | (All)
Energy/Demand | Energy
Potential | TP
Sum of Value | Column Labels
Row Labels | 2010 | 2011 | 2012 | 2013 | 2014 | 2015 | 2016 | 2017 | 2018 | 2019 | 2020 | 2021 | 2022 | 2023 | 2024 | 2025 | 2026 | 2027 | 2028 | 2029 | 2030 | 2031 | 2032 | 2033 | 2034 | 2035 | 2036 | 2037 | 2038 | 2039 | 2040 | 2041 | 2042 | 2043 | 2044 | 2045 | 2046 | 2047 | 2048 | 2049 | 2050
Cooling - Central AC | 0 | 0 | 0 | 1078.9728 | 2419.548 | 4202.1622 | 6408.9966 | 8932.0096 | 11558.7094 | 14142.8936 | 17431.069 | 20706.9266 | 24359.8966 | 28183.7632 | 31760.3857 | 34753.5748 | 36998.3615 | 38581.0648 | 39735.1406 | 40702.5054 | 41603.7781 | 42433.0099 | 43181.596 | 43801.0532 | 44231.148 | 44549.5203 | 45374.2758 | 45966.921 | 46559.5662 | 47152.2114 | 47744.8566 | 48337.5018 | 48930.147 | 49522.7923 | 50115.4375 | 50708.0827 | 51300.7279 | 51893.3731 | 52486.0183 | 53078.6635 | 53671.3087
Cooling - Chiller | 0 | 0 | 0 | 690.8687 | 1264.1604 | 1843.4568 | 2546.3281 | 3444.2099 | 4549.6826 | 5846.5018 | 7697.2041 | 9595.9234 | 11444.3591 | 13234.0477 | 15084.8218 | 17100.3473 | 19174.8991 | 21121.4703 | 22795.3024 | 24121.4761 | 25073.3809 | 25725.1006 | 26225.2995 | 26667.4176 | 27048.4157 | 27393.0695 | 27956.498 | 28413.941 | 28871.3841 | 29328.8271 | 29786.2702 | 30243.7132 | 30701.1563 | 31158.5993 | 31616.0424 | 32073.4854 | 32530.9285 | 32988.3715 | 33445.8146 | 33903.2576 | 34360.7007
Cooling - Other | 0 | 0 | 0 | 0 | 0 | 0 | 0 | 0 | 0 | 0 | 0 | 0 | 0 | 0 | 0 | 0 | 0 | 0 | 0 | 0 | 0 | 0 | 0 | 0 | 0 | 0 | 0 | 0 | 0 | 0 | 0 | 0 | 0 | 0 | 0 | 0 | 0 | 0 | 0 | 0 | 0
Heating - Other | 0 | 0 | 0 | 0 | 0 | 0 | 0 | 0 | 0 | 0 | 0 | 0 | 0 | 0 | 0 | 0 | 0 | 0 | 0 | 0 | 0 | 0 | 0 | 0 | 0 | 0 | 0 | 0 | 0 | 0 | 0 | 0 | 0 | 0 | 0 | 0 | 0 | 0 | 0 | 0 | 0
Heating and Cooling - Heat Pump | 0 | 0 | 0 | 367.8169 | 823.6577 | 1429.6539 | 2179.1523 | 3034.2617 | 3923.9907 | 4799.3467 | 5829.7214 | 6857.2411 | 8003.4188 | 9203.8876 | 10324.3346 | 11253.7626 | 11941.8129 | 12415.0195 | 12745.3103 | 13004.8122 | 13238.5378 | 13451.47 | 13647.2628 | 13810.2273 | 13924.4655 | 14008.9377 | 14223.5453 | 14378.801 | 14534.0567 | 14689.3124 | 14844.5682 | 14999.8239 | 15155.0796 | 15310.3354 | 15465.5911 | 15620.8468 | 15776.1026 | 15931.3583 | 16086.614 | 16241.8698 | 16397.1255
Indoor Lighting | 0 | 0 | 0 | 49127.4684 | 56688.7415 | 89144.1451 | 131710.5618 | 158134.4174 | 163000.908 | 164333.661 | 170344.731 | 174966.5669 | 178182.2148 | 180213.4791 | 183216.2683 | 185452.2967 | 187416.3502 | 189619.0202 | 191869.5922 | 193945.3552 | 195669.69 | 197070.9447 | 198442.6579 | 199770.325 | 200899.9101 | 201914.9886 | 203365.525 | 204623.8409 | 205882.1568 | 207140.4728 | 208398.7887 | 209657.1046 | 210915.4205 | 212173.7364 | 213432.0523 | 214690.3682 | 215948.6841 | 217207 | 218465.3159 | 219723.6318 | 220981.9477
Non-PC Office Equipment - Copiers/Printers | 0 | 0 | 0 | 969.879 | 1880.6751 | 2802.1103 | 3812.7948 | 5396.1489 | 7669.8914 | 10020.0336 | 11739.4768 | 12678.2948 | 13109.0536 | 13396.354 | 13670.4549 | 13949.7966 | 14228.4004 | 14495.4745 | 14735.9446 | 14953.6861 | 15155.1605 | 15342.8226 | 15531.7881 | 15725.546 | 15924.3035 | 16120.4336 | 16309.799 | 16503.0723 | 16696.3457 | 16889.619 | 17082.8923 | 17276.1656 | 17469.439 | 17662.7123 | 17855.9856 | 18049.2589 | 18242.5322 | 18435.8056 | 18629.0789 | 18822.3522 | 19015.6255
Non-PC Office Equipment - Other Electronics | 0 | 0 | 0 | 2285.2773 | 4431.3406 | 6602.4723 | 8983.8976 | 12714.6758 | 18072.1816 | 23609.7041 | 27661.1423 | 29873.2322 | 30888.2076 | 31565.1591 | 32211.0093 | 32869.2081 | 33525.6684 | 34154.9617 | 34721.5694 | 35234.6229 | 35709.347 | 36151.5258 | 36596.7756 | 37053.3179 | 37521.6401 | 37983.7718 | 38429.9639 | 38885.3642 | 39340.7645 | 39796.1647 | 40251.565 | 40706.9653 | 41162.3655 | 41617.7658 | 42073.1661 | 42528.5663 | 42983.9666 | 43439.3668 | 43894.7671 | 44350.1674 | 44805.5676
Non-PC Office Equipment -Displays | 0 | 0 | 0 | 697.1005 | 1351.7352 | 2014.0168 | 2740.4462 | 3878.482 | 5512.7344 | 7201.8991 | 8437.749 | 9112.5244 | 9422.1323 | 9628.6294 | 9825.6394 | 10026.4163 | 10226.6628 | 10418.6223 | 10591.4602 | 10747.9619 | 10892.7716 | 11027.6538 | 11163.4727 | 11302.7362 | 11445.5931 | 11586.5617 | 11722.668 | 11861.5832 | 12000.4984 | 12139.4136 | 12278.3288 | 12417.244 | 12556.1592 | 12695.0744 | 12833.9896 | 12972.9048 | 13111.82 | 13250.7352 | 13389.6504 | 13528.5656 | 13667.4808
Other | 0 | 0 | 0 | 0 | 0 | 0 | 0 | 0 | 0 | 0 | 0 | 0 | 0 | 0 | 0 | 0 | 0 | 0 | 0 | 0 | 0 | 0 | 0 | 0 | 0 | 0 | 0 | 0 | 0 | 0 | 0 | 0 | 0 | 0 | 0 | 0 | 0 | 0 | 0 | 0 | 0
Outdoor Lighting | 0 | 0 | 0 | 10349.8878 | 10329.9652 | 10331.0476 | 10363.4097 | 10438.3246 | 10538.163 | 10648.153 | 10739.9201 | 10826.5621 | 10905.0289 | 10979.8077 | 11051.3373 | 11133.2356 | 11226.8357 | 11318.2633 | 11403.6475 | 11483.2057 | 11549.6304 | 11604.8658 | 11669.2107 | 11741.1491 | 11807.947 | 11871.1419 | 11936.1981 | 12001.5906 | 12066.9832 | 12132.3757 | 12197.7683 | 12263.1608 | 12328.5533 | 12393.9459 | 12459.3384 | 12524.731 | 12590.1235 | 12655.5161 | 12720.9086 | 12786.3012 | 12851.6937
PC Office Equipment - Computers | 0 | 0 | 0 | 1746.7981 | 3694.2034 | 8718.7328 | 16718.4623 | 23310.3871 | 25805.3069 | 26479.0077 | 26957.3915 | 27437.1802 | 27882.3938 | 28344.4902 | 28825.1599 | 29287.6135 | 29714.0632 | 30095.2701 | 30443.6164 | 30756.578 | 31080.255 | 31412.1471 | 31785.1389 | 32195.4917 | 32612.4166 | 33019.7215 | 33388.3778 | 33780.0491 | 34171.7203 | 34563.3916 | 34955.0628 | 35346.7341 | 35738.4053 | 36130.0766 | 36521.7478 | 36913.4191 | 37305.0904 | 37696.7616 | 38088.4329 | 38480.1041 | 38871.7754
PC Office Equipment - Servers | 0 | 0 | 0 | 644.9716 | 1364.0136 | 3219.2244 | 6172.9707 | 8606.9122 | 9528.1133 | 9776.8644 | 9953.4984 | 10130.6511 | 10295.0377 | 10465.6579 | 10643.136 | 10813.8881 | 10971.3464 | 11112.0997 | 11240.7199 | 11356.2749 | 11475.7865 | 11598.3313 | 11736.0513 | 11887.5662 | 12041.5077 | 12191.8972 | 12328.0164 | 12472.6335 | 12617.2506 | 12761.8677 | 12906.4847 | 13051.1018 | 13195.7189 | 13340.336 | 13484.9531 | 13629.5701 | 13774.1872 | 13918.8043 | 14063.4214 | 14208.0384 | 14352.6555
Refrigeration | 0 | 0 | 0 | 17.9049 | 39.5567 | 67.9296 | 102.6386 | 141.8177 | 182.1614 | 221.2129 | 257.5527 | 293.695 | 334.3126 | 376.9081 | 416.3254 | 448.2663 | 470.7256 | 484.4715 | 492.1 | 496.3963 | 499.301 | 501.8516 | 504.6064 | 507.5971 | 510.6052 | 513.7037 | 516.404 | 519.2973 | 522.1906 | 525.0838 | 527.9771 | 530.8704 | 533.7637 | 536.657 | 539.5503 | 542.4435 | 545.3368 | 548.2301 | 551.1234 | 554.0167 | 556.91
Ventilation | 0 | 0 | 0 | 283.1722 | 643.7838 | 1132.1929 | 1746.1153 | 2459.6018 | 3218.0087 | 3975.6437 | 4697.0804 | 5423.741 | 6236.0658 | 7091.4037 | 7887.7526 | 8544.0744 | 9026.1159 | 9338.4057 | 9525.6647 | 9641.5977 | 9718.6874 | 9782.3795 | 9848.3016 | 9917.3834 | 9977.5292 | 10030.2725 | 10100.338 | 10163.551 | 10226.7641 | 10289.9771 | 10353.1902 | 10416.4032 | 10479.6163 | 10542.8293 | 10606.0424 | 10669.2554 | 10732.4685 | 10795.6815 | 10858.8946 | 10922.1076 | 10985.3207
Commercial Water Heating | 0 | 0 | 0 | 451.8041 | 1011.4784 | 1289.9375 | 1647.3866 | 2080.4972 | 2554.5302 | 3041.0366 | 3728.9795 | 4443.1607 | 5281.3048 | 6207.4659 | 7093.8897 | 7809.9857 | 8307.853 | 8610.7641 | 8800.57 | 8954.8127 | 9104.3679 | 9249.5925 | 9374.6108 | 9459.0574 | 9489.6098 | 9478.9761 | 9627.1231 | 9703.6242 | 9780.1254 | 9856.6265 | 9933.1276 | 10009.6288 | 10086.1299 | 10162.6311 | 10239.1322 | 10315.6333 | 10392.1345 | 10468.6356 | 10545.1368 | 10621.6379 | 10698.1391
Grand Total | 0 | 0 | 0 | 68711.9223 | 85942.8595 | 132797.0823 | 195133.1606 | 242571.7458 | 266114.3816 | 284095.9581 | 305475.5163 | 322345.6996 | 336343.4264 | 348891.0536 | 362010.5149 | 373442.466 | 383229.0952 | 391764.9076 | 399100.6382 | 405399.2852 | 410770.6939 | 415351.6951 | 419706.7721 | 423838.8679 | 427435.0915 | 430662.9961 | 435278.7324 | 439274.2694 | 443269.8065 | 447265.3435 | 451260.8805 | 455256.4176 | 459251.9546 | 463247.4916 | 467243.0287 | 471238.5657 | 475234.1027 | 479229.6398 | 483225.1768 | 487220.7138 | 491216.2509
Sector | Commercial
Region | Midwest
NAICS | (All)
Energy/Demand | Energy
Potential | TP
Sum of Value | Column Labels
Row Labels | 2010 | 2011 | 2012 | 2013 | 2014 | 2015 | 2016 | 2017 | 2018 | 2019 | 2020 | 2021 | 2022 | 2023 | 2024 | 2025 | 2026 | 2027 | 2028 | 2029 | 2030 | 2031 | 2032 | 2033 | 2034 | 2035 | 2036 | 2037 | 2038 | 2039 | 2040 | 2041 | 2042 | 2043 | 2044 | 2045 | 2046 | 2047 | 2048 | 2049 | 2050
Cooling - Central AC | 0 | 0 | 0 | 190.2624 | 426.4916 | 741.3545 | 1129.492 | 1573.8271 | 2038.4167 | 2494.3586 | 3077.9759 | 3661.3843 | 4312.9815 | 4992.9655 | 5622.9207 | 6144.871 | 6534.7109 | 6810.1494 | 7005.2837 | 7168.9757 | 7312.4394 | 7456.2686 | 7584.6285 | 7687.9954 | 7755.4109 | 7801.537 | 7944.3415 | 8042.8067 | 8141.2719 | 8239.7371 | 8338.2023 | 8436.6675 | 8535.1327 | 8633.5979 | 8732.0631 | 8830.5283 | 8928.9935 | 9027.4587 | 9125.9239 | 9224.3891 | 9322.8543
Cooling - Chiller | 0 | 0 | 0 | 80.057 | 144.4925 | 208.5077 | 285.756 | 385.8668 | 511.2579 | 659.4438 | 873.6272 | 1093.766 | 1307.9703 | 1515.6709 | 1731.0666 | 1965.7866 | 2208.3225 | 2438.1997 | 2633.828 | 2787.3698 | 2892.3048 | 2967.4701 | 3024.5852 | 3072.621 | 3110.8724 | 3144.0092 | 3208.9869 | 3258.6087 | 3308.2305 | 3357.8524 | 3407.4742 | 3457.096 | 3506.7179 | 3556.3397 | 3605.9615 | 3655.5834 | 3705.2052 | 3754.827 | 3804.4489 | 3854.0707 | 3903.6925
Cooling - Other | 0 | 0 | 0 | 0 | 0 | 0 | 0 | 0 | 0 | 0 | 0 | 0 | 0 | 0 | 0 | 0 | 0 | 0 | 0 | 0 | 0 | 0 | 0 | 0 | 0 | 0 | 0 | 0 | 0 | 0 | 0 | 0 | 0 | 0 | 0 | 0 | 0 | 0 | 0 | 0 | 0
Heating - Other | 0 | 0 | 0 | 0 | 0 | 0 | 0 | 0 | 0 | 0 | 0 | 0 | 0 | 0 | 0 | 0 | 0 | 0 | 0 | 0 | 0 | 0 | 0 | 0 | 0 | 0 | 0 | 0 | 0 | 0 | 0 | 0 | 0 | 0 | 0 | 0 | 0 | 0 | 0 | 0 | 0
Heating and Cooling - Heat Pump | 0 | 0 | 0 | 36.4022 | 81.5056 | 141.2167 | 214.374 | 297.7178 | 384.4755 | 469.2209 | 575.2863 | 681.4197 | 800.3106 | 923.8608 | 1037.7891 | 1131.2801 | 1200.3877 | 1247.7765 | 1280.5887 | 1307.0143 | 1330.6599 | 1353.4512 | 1374.2252 | 1391.1962 | 1403.4986 | 1411.7027 | 1434.6883 | 1451.0405 | 1467.3927 | 1483.7449 | 1500.0971 | 1516.4493 | 1532.8015 | 1549.1537 | 1565.5059 | 1581.8581 | 1598.2103 | 1614.5625 | 1630.9147 | 1647.2669 | 1663.6191
Indoor Lighting | 0 | 0 | 0 | 9946.4083 | 11802.2396 | 19379.3811 | 29114.3209 | 34968.0084 | 35924.1159 | 36079.6294 | 37208.1794 | 38115.1052 | 38722.9002 | 39074.1832 | 39580.2413 | 39926.1566 | 40228.1707 | 40591.9836 | 40956.2798 | 41303.0174 | 41589.8156 | 41836.8312 | 42091.0506 | 42344.8843 | 42545.8249 | 42713.4158 | 42986.852 | 43215.3896 | 43443.9271 | 43672.4647 | 43901.0023 | 44129.5399 | 44358.0775 | 44586.6151 | 44815.1527 | 45043.6903 | 45272.2279 | 45500.7655 | 45729.3031 | 45957.8407 | 46186.3783
Non-PC Office Equipment - Copiers/Printers | 0 | 0 | 0 | 227.3777 | 439.54 | 652.1827 | 883.7787 | 1248.2319 | 1772.5119 | 2312.0946 | 2703.0545 | 2911.1357 | 3000.5507 | 3056.2355 | 3108.8202 | 3162.5563 | 3216.4962 | 3268.4765 | 3314.673 | 3356.4241 | 3394.6083 | 3429.559 | 3464.3855 | 3499.409 | 3534.6294 | 3568.3434 | 3603.7134 | 3638.5394 | 3673.3654 | 3708.1914 | 3743.0174 | 3777.8434 | 3812.6694 | 3847.4954 | 3882.3214 | 3917.1474 | 3951.9734 | 3986.7994 | 4021.6254 | 4056.4514 | 4091.2774
Non-PC Office Equipment - Other Electronics | 0 | 0 | 0 | 535.7588 | 1035.6662 | 1536.7054 | 2082.4036 | 2941.1465 | 4176.4812 | 5447.8729 | 6369.0721 | 6859.3636 | 7070.0477 | 7201.2548 | 7325.1576 | 7451.7732 | 7578.8691 | 7701.3478 | 7810.1984 | 7908.5743 | 7998.5459 | 8080.8985 | 8162.9584 | 8245.4824 | 8328.4705 | 8407.9092 | 8491.2498 | 8573.3085 | 8655.3673 | 8737.4261 | 8819.4848 | 8901.5436 | 8983.6023 | 9065.6611 | 9147.7199 | 9229.7786 | 9311.8374 | 9393.8962 | 9475.9549 | 9558.0137 | 9640.0724
Non-PC Office Equipment -Displays | 0 | 0 | 0 | 163.4278 | 315.9194 | 468.7563 | 635.216 | 897.1667 | 1273.9929 | 1661.818 | 1942.8204 | 2092.3788 | 2156.6458 | 2196.6692 | 2234.4645 | 2273.0873 | 2311.8566 | 2349.2175 | 2382.4213 | 2412.4298 | 2439.8747 | 2464.9956 | 2490.0271 | 2515.2002 | 2540.5149 | 2564.7468 | 2590.169 | 2615.2002 | 2640.2314 | 2665.2626 | 2690.2938 | 2715.325 | 2740.3562 | 2765.3873 | 2790.4185 | 2815.4497 | 2840.4809 | 2865.5121 | 2890.5433 | 2915.5745 | 2940.6056
Other | 0 | 0 | 0 | 0 | 0 | 0 | 0 | 0 | 0 | 0 | 0 | 0 | 0 | 0 | 0 | 0 | 0 | 0 | 0 | 0 | 0 | 0 | 0 | 0 | 0 | 0 | 0 | 0 | 0 | 0 | 0 | 0 | 0 | 0 | 0 | 0 | 0 | 0 | 0 | 0 | 0
Outdoor Lighting | 0 | 0 | 0 | 1456.8209 | 1444.2942 | 1434.8147 | 1427.9002 | 1428.6722 | 1435.4615 | 1443.9218 | 1451.612 | 1459.8362 | 1466.649 | 1472.5281 | 1478.199 | 1484.7946 | 1493.1926 | 1502.4381 | 1510.9521 | 1519.0634 | 1525.9716 | 1532.7188 | 1540.8864 | 1549.9061 | 1557.5526 | 1564.2653 | 1572.7158 | 1580.5727 | 1588.4295 | 1596.2864 | 1604.1432 | 1612.0001 | 1619.857 | 1627.7138 | 1635.5707 | 1643.4275 | 1651.2844 | 1659.1412 | 1666.9981 | 1674.855 | 1682.7118
PC Office Equipment - Computers | 0 | 0 | 0 | 384.8162 | 812.701 | 1922.6413 | 3685.7936 | 5127.414 | 5657.0879 | 5784.4065 | 5869.8461 | 5956.4711 | 6035.7151 | 6118.6215 | 6205.6685 | 6288.7286 | 6365.6177 | 6434.0222 | 6496.3253 | 6551.9023 | 6609.9811 | 6669.5722 | 6736.4482 | 6809.6242 | 6882.0809 | 6950.6618 | 7017.8053 | 7086.7797 | 7155.7542 | 7224.7286 | 7293.703 | 7362.6775 | 7431.6519 | 7500.6263 | 7569.6008 | 7638.5752 | 7707.5496 | 7776.5241 | 7845.4985 | 7914.4729 | 7983.4474
PC Office Equipment - Servers | 0 | 0 | 0 | 142.086 | 300.0742 | 709.8983 | 1360.9084 | 1893.199 | 2088.7709 | 2135.7808 | 2167.3278 | 2199.3124 | 2228.5717 | 2259.1833 | 2291.3238 | 2321.9921 | 2350.3819 | 2375.639 | 2398.6432 | 2419.1639 | 2440.6084 | 2462.6113 | 2487.304 | 2514.3228 | 2541.076 | 2566.3982 | 2591.1896 | 2616.6571 | 2642.1246 | 2667.5921 | 2693.0596 | 2718.5271 | 2743.9945 | 2769.462 | 2794.9295 | 2820.397 | 2845.8645 | 2871.332 | 2896.7994 | 2922.2669 | 2947.7344
Refrigeration | 0 | 0 | 0 | 4.0831 | 9.053 | 15.5682 | 23.5241 | 32.509 | 41.7634 | 50.7166 | 59.0435 | 67.3469 | 76.6921 | 86.4487 | 95.3997 | 102.5426 | 107.4533 | 110.3311 | 111.7917 | 112.4931 | 112.8841 | 113.2131 | 113.5955 | 114.0338 | 114.4779 | 114.9226 | 115.297 | 115.7091 | 116.1213 | 116.5334 | 116.9456 | 117.3577 | 117.7699 | 118.182 | 118.5942 | 119.0063 | 119.4185 | 119.8306 | 120.2428 | 120.6549 | 121.067
Ventilation | 0 | 0 | 0 | 65.0712 | 147.9547 | 259.7815 | 399.3974 | 561.3414 | 733.3394 | 904.8843 | 1069.1073 | 1235.4498 | 1421.7945 | 1616.7938 | 1796.9647 | 1943.0261 | 2048.9926 | 2116.4278 | 2154.8458 | 2177.1233 | 2190.448 | 2201.8529 | 2214.3146 | 2227.6157 | 2238.5509 | 2247.9447 | 2261.2089 | 2272.9483 | 2284.6877 | 2296.4271 | 2308.1665 | 2319.9058 | 2331.6452 | 2343.3846 | 2355.124 | 2366.8633 | 2378.6027 | 2390.3421 | 2402.0815 | 2413.8209 | 2425.5602
Commercial Water Heating | 0 | 0 | 0 | 57.4474 | 129.1834 | 179.0986 | 242.0191 | 317.1394 | 398.4875 | 480.5717 | 598.266 | 719.4951 | 858.8429 | 1008.7928 | 1149.6279 | 1263.3459 | 1343.981 | 1395.813 | 1429.8142 | 1457.6588 | 1483.2925 | 1507.372 | 1526.7721 | 1539.8382 | 1543.1424 | 1539.7959 | 1563.6583 | 1575.1696 | 1586.6809 | 1598.1921 | 1609.7034 | 1621.2147 | 1632.7259 | 1644.2372 | 1655.7485 | 1667.2598 | 1678.771 | 1690.2823 | 1701.7936 | 1713.3049 | 1724.8161
Grand Total | 0 | 0 | 0 | 13290.019 | 17089.1154 | 27649.907 | 41484.8841 | 51672.2403 | 56436.1627 | 59924.7198 | 63965.2185 | 67052.4649 | 69459.6721 | 71523.2082 | 73657.6437 | 75459.9409 | 76988.4328 | 78341.8221 | 79485.6451 | 80481.2102 | 81321.4343 | 82076.8145 | 82811.1813 | 83512.1292 | 84096.1023 | 84595.6525 | 85381.8759 | 86042.7302 | 86703.5846 | 87364.4389 | 88025.2933 | 88686.1476 | 89347.002 | 90007.8563 | 90668.7107 | 91329.565 | 91990.4194 | 92651.2737 | 93312.1281 | 93972.9824 | 94633.8368
Sector | Commercial
Region | Northeast
NAICS | (All)
Energy/Demand | Energy
Potential | TP
Sum of Value | Column Labels
Row Labels | 2010 | 2011 | 2012 | 2013 | 2014 | 2015 | 2016 | 2017 | 2018 | 2019 | 2020 | 2021 | 2022 | 2023 | 2024 | 2025 | 2026 | 2027 | 2028 | 2029 | 2030 | 2031 | 2032 | 2033 | 2034 | 2035 | 2036 | 2037 | 2038 | 2039 | 2040 | 2041 | 2042 | 2043 | 2044 | 2045 | 2046 | 2047 | 2048 | 2049 | 2050
Cooling - Central AC | 0 | 0 | 0 | 102.6879 | 233.0091 | 408.2515 | 627.4973 | 878.0861 | 1138.1352 | 1395.6905 | 1715.5536 | 2035.8068 | 2393.7404 | 2769.8704 | 3114.8159 | 3398.2627 | 3612.4198 | 3763.4755 | 3865.3756 | 3932.6094 | 3998.9905 | 4057.0596 | 4108.55 | 4136.2395 | 4139.7303 | 4130.0669 | 4188.2145 | 4214.8169 | 4241.4193 | 4268.0217 | 4294.6241 | 4321.2265 | 4347.8289 | 4374.4313 | 4401.0337 | 4427.636 | 4454.2384 | 4480.8408 | 4507.4432 | 4534.0456 | 4560.648
Cooling - Chiller | 0 | 0 | 0 | 56.5262 | 101.466 | 145.0511 | 198.8964 | 269.5729 | 358.9808 | 467.5224 | 622.0085 | 781.2067 | 935.6238 | 1086.45 | 1242.0893 | 1412.2255 | 1590.907 | 1760.2002 | 1902.9229 | 2004.1583 | 2073.4783 | 2114.9786 | 2144.4797 | 2161.9117 | 2169.9929 | 2173.1376 | 2207.7403 | 2227.1909 | 2246.6415 | 2266.0921 | 2285.5427 | 2304.9933 | 2324.4439 | 2343.8945 | 2363.3451 | 2382.7958 | 2402.2464 | 2421.697 | 2441.1476 | 2460.5982 | 2480.0488
Cooling - Other | 0 | 0 | 0 | 0 | 0 | 0 | 0 | 0 | 0 | 0 | 0 | 0 | 0 | 0 | 0 | 0 | 0 | 0 | 0 | 0 | 0 | 0 | 0 | 0 | 0 | 0 | 0 | 0 | 0 | 0 | 0 | 0 | 0 | 0 | 0 | 0 | 0 | 0 | 0 | 0 | 0
Heating - Other | 0 | 0 | 0 | 0 | 0 | 0 | 0 | 0 | 0 | 0 | 0 | 0 | 0 | 0 | 0 | 0 | 0 | 0 | 0 | 0 | 0 | 0 | 0 | 0 | 0 | 0 | 0 | 0 | 0 | 0 | 0 | 0 | 0 | 0 | 0 | 0 | 0 | 0 | 0 | 0 | 0
Heating and Cooling - Heat Pump | 0 | 0 | 0 | 27.503 | 62.397 | 109.2751 | 167.7521 | 234.603 | 303.8218 | 371.8187 | 454.9726 | 537.7409 | 630.1271 | 726.45 | 814.0223 | 885.1356 | 937.9401 | 973.5355 | 996.6278 | 1010.9588 | 1023.9088 | 1034.6644 | 1043.8629 | 1047.7631 | 1045.7121 | 1039.7124 | 1050.8768 | 1054.1928 | 1057.5089 | 1060.8249 | 1064.141 | 1067.457 | 1070.7731 | 1074.0891 | 1077.4051 | 1080.7212 | 1084.0372 | 1087.3533 | 1090.6693 | 1093.9854 | 1097.3014
Indoor Lighting | 0 | 0 | 0 | 7246.3202 | 8671.2134 | 14262.9861 | 21499.0299 | 25881.423 | 26570.7202 | 26644.886 | 27495.881 | 28156.152 | 28548.3632 | 28739.8872 | 29016.2488 | 29200.5856 | 29403.1247 | 29661.613 | 29859.4618 | 29965.4896 | 30006.1008 | 29989.3489 | 29964.0689 | 29884.3353 | 29737.5553 | 29561.4046 | 29551.2761 | 29463.8877 | 29376.4993 | 29289.1108 | 29201.7224 | 29114.334 | 29026.9455 | 28939.5571 | 28852.1687 | 28764.7803 | 28677.3918 | 28590.0034 | 28502.615 | 28415.2265 | 28327.8381
Non-PC Office Equipment - Copiers/Printers | 0 | 0 | 0 | 170.582 | 328.9216 | 486.5109 | 657.365 | 928.8568 | 1321.2783 | 1724.0983 | 2011.335 | 2157.4895 | 2212.9679 | 2243.0692 | 2270.4314 | 2299.4204 | 2329.8705 | 2359.3138 | 2383.7466 | 2404.1825 | 2422.0343 | 2437.071 | 2451.1955 | 2464.0763 | 2475.6695 | 2485.2558 | 2500.3621 | 2513.0702 | 2525.7783 | 2538.4864 | 2551.1945 | 2563.9026 | 2576.6107 | 2589.3188 | 2602.0269 | 2614.7351 | 2627.4432 | 2640.1513 | 2652.8594 | 2665.5675 | 2678.2756
Non-PC Office Equipment - Other Electronics | 0 | 0 | 0 | 401.9338 | 775.0215 | 1146.3413 | 1548.9162 | 2188.6187 | 3113.262 | 4062.4067 | 4739.2082 | 5083.5845 | 5214.3057 | 5285.2319 | 5349.704 | 5418.0094 | 5489.7575 | 5559.1331 | 5616.7028 | 5664.8551 | 5706.9183 | 5742.3485 | 5775.6294 | 5805.9799 | 5833.2962 | 5855.8839 | 5891.4782 | 5921.4217 | 5951.3651 | 5981.3086 | 6011.2521 | 6041.1956 | 6071.139 | 6101.0825 | 6131.026 | 6160.9695 | 6190.9129 | 6220.8564 | 6250.7999 | 6280.7434 | 6310.6868
Non-PC Office Equipment -Displays | 0 | 0 | 0 | 122.6058 | 236.4124 | 349.6797 | 472.4811 | 667.6158 | 949.6688 | 1239.1957 | 1445.647 | 1550.6956 | 1590.5707 | 1612.206 | 1631.8726 | 1652.7084 | 1674.5944 | 1695.7568 | 1713.3178 | 1728.0062 | 1740.8371 | 1751.6448 | 1761.7968 | 1771.0549 | 1779.3874 | 1786.2776 | 1797.1353 | 1806.2692 | 1815.4032 | 1824.5371 | 1833.6711 | 1842.805 | 1851.939 | 1861.0729 | 1870.2069 | 1879.3408 | 1888.4748 | 1897.6087 | 1906.7427 | 1915.8766 | 1925.0106
Other | 0 | 0 | 0 | 0 | 0 | 0 | 0 | 0 | 0 | 0 | 0 | 0 | 0 | 0 | 0 | 0 | 0 | 0 | 0 | 0 | 0 | 0 | 0 | 0 | 0 | 0 | 0 | 0 | 0 | 0 | 0 | 0 | 0 | 0 | 0 | 0 | 0 | 0 | 0 | 0 | 0
Outdoor Lighting | 0 | 0 | 0 | 2034.5954 | 2041.2426 | 2043.9481 | 2047.5217 | 2054.7902 | 2062.9529 | 2072.1304 | 2074.2612 | 2074.5257 | 2072.5371 | 2071.0418 | 2068.9414 | 2071.7319 | 2081.9422 | 2094.0566 | 2100.9052 | 2101.3252 | 2098.436 | 2093.3118 | 2089.5967 | 2083.3245 | 2072.9542 | 2060.7213 | 2057.4655 | 2050.1536 | 2042.8416 | 2035.5296 | 2028.2177 | 2020.9057 | 2013.5938 | 2006.2818 | 1998.9698 | 1991.6579 | 1984.3459 | 1977.0339 | 1969.722 | 1962.41 | 1955.098
PC Office Equipment - Computers | 0 | 0 | 0 | 315.8938 | 667.2837 | 1593.5546 | 3070.5874 | 4272.8279 | 4699.8981 | 4785.5886 | 4834.5265 | 4882.6923 | 4924.7859 | 4970.0472 | 5018.3361 | 5065.4864 | 5110.8809 | 5150.2938 | 5182.9244 | 5208.2572 | 5235.0016 | 5261.2177 | 5292.6747 | 5325.0537 | 5354.1585 | 5377.891 | 5410.2311 | 5439.5353 | 5468.8396 | 5498.1438 | 5527.4481 | 5556.7523 | 5586.0566 | 5615.3608 | 5644.6651 | 5673.9693 | 5703.2736 | 5732.5778 | 5761.8821 | 5791.1863 | 5820.4906
PC Office Equipment - Servers | 0 | 0 | 0 | 116.6377 | 246.3817 | 588.3894 | 1133.7554 | 1577.6595 | 1735.347 | 1766.9866 | 1785.0559 | 1802.8402 | 1818.3825 | 1835.0943 | 1852.9241 | 1870.3335 | 1887.0945 | 1901.6469 | 1913.6952 | 1923.0488 | 1932.9237 | 1942.6035 | 1954.2184 | 1966.1737 | 1976.9201 | 1985.6828 | 1997.6238 | 2008.4438 | 2019.2638 | 2030.0839 | 2040.9039 | 2051.7239 | 2062.544 | 2073.364 | 2084.184 | 2095.0041 | 2105.8241 | 2116.6441 | 2127.4642 | 2138.2842 | 2149.1042
Refrigeration | 0 | 0 | 0 | 2.5668 | 5.7417 | 9.9794 | 15.2113 | 21.1647 | 27.3143 | 33.2774 | 38.8282 | 44.3656 | 50.6187 | 57.1294 | 63.0737 | 67.816 | 71.0735 | 72.9378 | 73.7591 | 74.0002 | 74.0175 | 73.9708 | 73.9278 | 73.8787 | 73.7607 | 73.6313 | 73.6035 | 73.5289 | 73.4543 | 73.3797 | 73.3051 | 73.2306 | 73.156 | 73.0814 | 73.0068 | 72.9323 | 72.8577 | 72.7831 | 72.7085 | 72.6339 | 72.5594
Ventilation | 0 | 0 | 0 | 38.9417 | 89.5379 | 158.9752 | 246.6693 | 348.7421 | 457.0879 | 564.7969 | 666.4357 | 768.6754 | 883.0107 | 1002.7557 | 1112.3651 | 1203.212 | 1270.3743 | 1312.9948 | 1334.2836 | 1342.4226 | 1345.1221 | 1345.6174 | 1346.0994 | 1345.2454 | 1340.8286 | 1334.3068 | 1335.9403 | 1333.9604 | 1331.9805 | 1330.0006 | 1328.0207 | 1326.0408 | 1324.0609 | 1322.081 | 1320.101 | 1318.1211 | 1316.1412 | 1314.1613 | 1312.1814 | 1310.2015 | 1308.2216
Commercial Water Heating | 0 | 0 | 0 | 50.1458 | 113.8212 | 144.2216 | 182.9049 | 229.3892 | 279.4243 | 329.8088 | 400.3456 | 472.498 | 555.9921 | 646.086 | 728.4574 | 791.044 | 832.5045 | 855.5118 | 866.9075 | 874.8567 | 882.8417 | 891.1923 | 897.5872 | 899.0939 | 894.3586 | 884.8388 | 893.7512 | 894.3509 | 894.9507 | 895.5504 | 896.1501 | 896.7499 | 897.3496 | 897.9494 | 898.5491 | 899.1489 | 899.7486 | 900.3484 | 900.9481 | 901.5479 | 902.1476
Grand Total | 0 | 0 | 0 | 10686.94 | 13572.4497 | 21447.1641 | 31868.5879 | 39553.3499 | 43017.8916 | 45458.2069 | 48284.0592 | 50348.2732 | 51831.0259 | 53045.3191 | 54283.2821 | 55335.9713 | 56292.4837 | 57160.4696 | 57810.6303 | 58234.1706 | 58540.6106 | 58735.0291 | 58903.6874 | 58964.1303 | 58894.3245 | 58748.8109 | 58955.6985 | 59000.8223 | 59045.946 | 59091.0697 | 59136.1935 | 59181.3172 | 59226.4409 | 59271.5647 | 59316.6884 | 59361.8121 | 59406.9359 | 59452.0596 | 59497.1833 | 59542.307 | 59587.4308
Sector | Commercial
Region | South
NAICS | (All)
Energy/Demand | Energy
Potential | TP
Sum of Value | Column Labels
Row Labels | 2010 | 2011 | 2012 | 2013 | 2014 | 2015 | 2016 | 2017 | 2018 | 2019 | 2020 | 2021 | 2022 | 2023 | 2024 | 2025 | 2026 | 2027 | 2028 | 2029 | 2030 | 2031 | 2032 | 2033 | 2034 | 2035 | 2036 | 2037 | 2038 | 2039 | 2040 | 2041 | 2042 | 2043 | 2044 | 2045 | 2046 | 2047 | 2048 | 2049 | 2050
Cooling - Central AC | 0 | 0 | 0 | 636.5719 | 1423.3492 | 2464.6182 | 3754.3249 | 5228.4029 | 6761.1133 | 8270.7348 | 10205.0271 | 12131.3897 | 14283.3544 | 16542.558 | 18666.505 | 20455.0845 | 21805.5558 | 22753.4481 | 23455.9199 | 24069.8802 | 24655.5339 | 25187.6392 | 25660.123 | 26068.3327 | 26372.2035 | 26612.9447 | 27134.3585 | 27527.1858 | 27920.0132 | 28312.8405 | 28705.6678 | 29098.4952 | 29491.3225 | 29884.1498 | 30276.9772 | 30669.8045 | 31062.6318 | 31455.4592 | 31848.2865 | 32241.1138 | 32633.9412
Cooling - Chiller | 0 | 0 | 0 | 464.0935 | 851.8902 | 1244.8018 | 1721.1285 | 2326.8484 | 3067.9553 | 3933.6773 | 5168.1002 | 6430.9286 | 7660.5865 | 8849.7496 | 10080.2278 | 11420.9739 | 12799.9503 | 14090.5728 | 15205.8999 | 16103.0575 | 16758.2122 | 17211.0564 | 17556.9757 | 17871.8162 | 18148.5083 | 18403.8798 | 18793.9615 | 19118.4053 | 19442.8492 | 19767.293 | 20091.7368 | 20416.1807 | 20740.6245 | 21065.0683 | 21389.5122 | 21713.956 | 22038.3998 | 22362.8437 | 22687.2875 | 23011.7313 | 23336.1752
Cooling - Other | 0 | 0 | 0 | 0 | 0 | 0 | 0 | 0 | 0 | 0 | 0 | 0 | 0 | 0 | 0 | 0 | 0 | 0 | 0 | 0 | 0 | 0 | 0 | 0 | 0 | 0 | 0 | 0 | 0 | 0 | 0 | 0 | 0 | 0 | 0 | 0 | 0 | 0 | 0 | 0 | 0
Heating - Other | 0 | 0 | 0 | 0 | 0 | 0 | 0 | 0 | 0 | 0 | 0 | 0 | 0 | 0 | 0 | 0 | 0 | 0 | 0 | 0 | 0 | 0 | 0 | 0 | 0 | 0 | 0 | 0 | 0 | 0 | 0 | 0 | 0 | 0 | 0 | 0 | 0 | 0 | 0 | 0 | 0
Heating and Cooling - Heat Pump | 0 | 0 | 0 | 232.1285 | 518.3362 | 897.8062 | 1367.7786 | 1903.9743 | 2461.7088 | 3012.2572 | 3640.6691 | 4267.9489 | 4969.7841 | 5709.0123 | 6402.6314 | 6979.6891 | 7408.5417 | 7702.3733 | 7906.0961 | 8068.5296 | 8217.0601 | 8352.8401 | 8475.3166 | 8580.4927 | 8657.4962 | 8719.6331 | 8853.674 | 8954.5886 | 9055.5031 | 9156.4177 | 9257.3322 | 9358.2468 | 9459.1613 | 9560.0758 | 9660.9904 | 9761.9049 | 9862.8195 | 9963.734 | 10064.6485 | 10165.5631 | 10266.4776
Indoor Lighting | 0 | 0 | 0 | 23370.2934 | 26168.077 | 39280.2912 | 56763.3079 | 67875.5002 | 70044.5717 | 70778.2792 | 73501.9923 | 75483.334 | 76914.5581 | 77863.7257 | 79396.9155 | 80574.0765 | 81613.736 | 82747.133 | 83916.3936 | 85095.0945 | 86148.4068 | 87027.5489 | 87849.2443 | 88647.7843 | 89358.3296 | 90037.8939 | 90902.0331 | 91680.2707 | 92458.5083 | 93236.746 | 94014.9836 | 94793.2213 | 95571.4589 | 96349.6966 | 97127.9342 | 97906.1718 | 98684.4095 | 99462.6471 | 100240.8848 | 101019.1224 | 101797.3601
Non-PC Office Equipment - Copiers/Printers | 0 | 0 | 0 | 332.068 | 644.7662 | 963.1079 | 1314.0143 | 1861.2506 | 2646.4598 | 3462.1912 | 4065.7996 | 4404.1564 | 4568.5382 | 4683.3294 | 4793.564 | 4904.869 | 5014.7726 | 5119.5125 | 5214.7015 | 5302.6125 | 5385.3181 | 5463.0993 | 5541.8408 | 5623.411 | 5708.2766 | 5794.3376 | 5872.2672 | 5954.0443 | 6035.8215 | 6117.5986 | 6199.3757 | 6281.1528 | 6362.93 | 6444.7071 | 6526.4842 | 6608.2614 | 6690.0385 | 6771.8156 | 6853.5927 | 6935.3699 | 7017.147
Non-PC Office Equipment - Other Electronics | 0 | 0 | 0 | 782.4352 | 1519.2303 | 2269.323 | 3096.1462 | 4385.5718 | 6235.7209 | 8157.7881 | 9580.0403 | 10377.2934 | 10764.6182 | 11035.095 | 11294.8352 | 11557.0976 | 11816.0579 | 12062.8512 | 12287.1405 | 12494.2808 | 12689.1558 | 12872.4277 | 13057.9625 | 13250.1622 | 13450.1267 | 13652.9079 | 13836.5296 | 14029.2169 | 14221.9043 | 14414.5917 | 14607.279 | 14799.9664 | 14992.6537 | 15185.3411 | 15378.0285 | 15570.7158 | 15763.4032 | 15956.0905 | 16148.7779 | 16341.4653 | 16534.1526
Non-PC Office Equipment -Displays | 0 | 0 | 0 | 238.6739 | 463.4257 | 692.2338 | 944.4478 | 1337.7739 | 1902.143 | 2488.4499 | 2922.2935 | 3165.4874 | 3283.6368 | 3366.143 | 3445.3741 | 3525.3746 | 3604.3678 | 3679.6496 | 3748.0667 | 3811.2528 | 3870.6974 | 3926.6026 | 3983.1981 | 4041.8267 | 4102.8238 | 4164.6801 | 4220.692 | 4279.4694 | 4338.2467 | 4397.024 | 4455.8013 | 4514.5786 | 4573.3559 | 4632.1332 | 4690.9105 | 4749.6879 | 4808.4652 | 4867.2425 | 4926.0198 | 4984.7971 | 5043.5744
Other | 0 | 0 | 0 | 0 | 0 | 0 | 0 | 0 | 0 | 0 | 0 | 0 | 0 | 0 | 0 | 0 | 0 | 0 | 0 | 0 | 0 | 0 | 0 | 0 | 0 | 0 | 0 | 0 | 0 | 0 | 0 | 0 | 0 | 0 | 0 | 0 | 0 | 0 | 0 | 0 | 0
Outdoor Lighting | 0 | 0 | 0 | 4380.0777 | 4370.9522 | 4372.6002 | 4393.0595 | 4434.6439 | 4484.9646 | 4540.7601 | 4589.4164 | 4634.8059 | 4678.3089 | 4720.9669 | 4763.2811 | 4808.5274 | 4855.754 | 4900.6673 | 4944.2613 | 4990.5578 | 5033.4257 | 5071.0146 | 5110.5884 | 5154.0578 | 5195.4979 | 5236.5631 | 5276.7853 | 5317.7169 | 5358.6485 | 5399.5801 | 5440.5117 | 5481.4434 | 5522.375 | 5563.3066 | 5604.2382 | 5645.1698 | 5686.1015 | 5727.0331 | 5767.9647 | 5808.8963 | 5849.8279
PC Office Equipment - Computers | 0 | 0 | 0 | 702.2659 | 1485.3859 | 3487.7692 | 6677.4793 | 9321.4934 | 10345.4445 | 10644.5481 | 10864.9025 | 11085.6862 | 11292.9233 | 11506.185 | 11727.187 | 11939.1404 | 12133.8906 | 12309.2783 | 12471.8424 | 12623.5989 | 12781.8944 | 12945.2097 | 13126.0818 | 13325.5018 | 13529.9213 | 13733.7357 | 13911.6669 | 14103.4601 | 14295.2533 | 14487.0465 | 14678.8396 | 14870.6328 | 15062.426 | 15254.2192 | 15446.0124 | 15637.8056 | 15829.5988 | 16021.3919 | 16213.1851 | 16404.9783 | 16596.7715
PC Office Equipment - Servers | 0 | 0 | 0 | 259.2982 | 548.4502 | 1287.7917 | 2465.5308 | 3441.7822 | 3819.8564 | 3930.2947 | 4011.6563 | 4093.1764 | 4169.6948 | 4248.4375 | 4330.0383 | 4408.298 | 4480.2058 | 4544.9643 | 4604.988 | 4661.0211 | 4719.4687 | 4779.7697 | 4846.5533 | 4920.1853 | 4995.6632 | 5070.9178 | 5136.6155 | 5207.4314 | 5278.2474 | 5349.0633 | 5419.8793 | 5490.6952 | 5561.5111 | 5632.3271 | 5703.143 | 5773.959 | 5844.7749 | 5915.5909 | 5986.4068 | 6057.2228 | 6128.0387
Refrigeration | 0 | 0 | 0 | 8.3773 | 18.3973 | 31.4437 | 47.3783 | 65.3347 | 83.8068 | 101.6986 | 118.3496 | 134.8995 | 153.5056 | 173.1326 | 191.4447 | 206.4429 | 217.1511 | 223.909 | 227.9029 | 230.4344 | 232.3485 | 234.0892 | 235.9061 | 237.8402 | 239.8185 | 241.8812 | 243.6591 | 245.5673 | 247.4754 | 249.3836 | 251.2917 | 253.1999 | 255.108 | 257.0162 | 258.9243 | 260.8324 | 262.7406 | 264.6487 | 266.5569 | 268.465 | 270.3732
Ventilation | 0 | 0 | 0 | 133.1768 | 301.5746 | 528.9096 | 815.2095 | 1148.3505 | 1501.7518 | 1855.5792 | 2193.9245 | 2534.8642 | 2915.9169 | 3319.5394 | 3698.5062 | 4012.1666 | 4243.7378 | 4395.476 | 4489.8569 | 4554.2327 | 4601.2319 | 4641.068 | 4680.3246 | 4720.9966 | 4758.2615 | 4792.6182 | 4834.0019 | 4872.55 | 4911.0981 | 4949.6462 | 4988.1943 | 5026.7424 | 5065.2905 | 5103.8386 | 5142.3868 | 5180.9349 | 5219.483 | 5258.0311 | 5296.5792 | 5335.1273 | 5373.6754
Commercial Water Heating | 0 | 0 | 0 | 233.6603 | 520.3601 | 648.7903 | 812.9747 | 1009.951 | 1222.5076 | 1438.2078 | 1742.42 | 2053.8722 | 2414.6379 | 2807.2927 | 3173.5914 | 3456.7018 | 3641.4738 | 3745.7457 | 3808.7089 | 3867.1509 | 3937.6437 | 4009.7839 | 4073.3295 | 4117.8516 | 4136.8183 | 4138.8844 | 4212.2348 | 4253.1442 | 4294.0536 | 4334.963 | 4375.8724 | 4416.7818 | 4457.6912 | 4498.6006 | 4539.51 | 4580.4194 | 4621.3288 | 4662.2382 | 4703.1476 | 4744.057 | 4784.9664
Grand Total | 0 | 0 | 0 | 31773.1205 | 38834.1949 | 58169.4866 | 84172.7803 | 104340.8776 | 114578.0044 | 122614.4661 | 132604.5913 | 140797.8428 | 148070.0636 | 154825.1672 | 161964.1016 | 168248.4423 | 173635.1954 | 178275.581 | 182281.7787 | 185871.7037 | 189030.3971 | 191722.1494 | 194197.4446 | 196560.259 | 198653.7454 | 200600.8776 | 203228.4793 | 205543.0509 | 207857.6225 | 210172.194 | 212486.7656 | 214801.3371 | 217115.9087 | 219430.4803 | 221745.0518 | 224059.6234 | 226374.1949 | 228688.7665 | 231003.3381 | 233317.9096 | 235632.4812
Sector | Commercial
Region | West
NAICS | (All)
Energy/Demand | Energy
Potential | TP
Sum of Value | Column Labels
Row Labels | 2010 | 2011 | 2012 | 2013 | 2014 | 2015 | 2016 | 2017 | 2018 | 2019 | 2020 | 2021 | 2022 | 2023 | 2024 | 2025 | 2026 | 2027 | 2028 | 2029 | 2030 | 2031 | 2032 | 2033 | 2034 | 2035 | 2036 | 2037 | 2038 | 2039 | 2040 | 2041 | 2042 | 2043 | 2044 | 2045 | 2046 | 2047 | 2048 | 2049 | 2050
Cooling - Central AC | 0 | 0 | 0 | 149.4506 | 336.6982 | 587.938 | 897.6825 | 1251.6935 | 1621.0443 | 1982.1097 | 2432.5124 | 2878.3458 | 3369.8204 | 3878.3692 | 4356.1441 | 4755.3566 | 5045.675 | 5253.9919 | 5408.5614 | 5531.0401 | 5636.8144 | 5732.0425 | 5828.2944 | 5908.4856 | 5963.8033 | 6004.9717 | 6107.3613 | 6182.1116 | 6256.8619 | 6331.6121 | 6406.3624 | 6481.1127 | 6555.863 | 6630.6133 | 6705.3635 | 6780.1138 | 6854.8641 | 6929.6144 | 7004.3647 | 7079.1149 | 7153.8652
Cooling - Chiller | 0 | 0 | 0 | 90.192 | 166.3116 | 245.0962 | 340.5472 | 461.9219 | 611.4886 | 785.8583 | 1033.4682 | 1290.022 | 1540.1784 | 1782.1772 | 2031.4381 | 2301.3613 | 2575.7193 | 2832.4975 | 3052.6517 | 3226.8905 | 3349.3855 | 3431.5954 | 3499.2589 | 3561.0687 | 3619.0421 | 3672.043 | 3745.8093 | 3809.7361 | 3873.6628 | 3937.5896 | 4001.5164 | 4065.4432 | 4129.3699 | 4193.2967 | 4257.2235 | 4321.1503 | 4385.077 | 4449.0038 | 4512.9306 | 4576.8574 | 4640.7841
Cooling - Other | 0 | 0 | 0 | 0 | 0 | 0 | 0 | 0 | 0 | 0 | 0 | 0 | 0 | 0 | 0 | 0 | 0 | 0 | 0 | 0 | 0 | 0 | 0 | 0 | 0 | 0 | 0 | 0 | 0 | 0 | 0 | 0 | 0 | 0 | 0 | 0 | 0 | 0 | 0 | 0 | 0
Heating - Other | 0 | 0 | 0 | 0 | 0 | 0 | 0 | 0 | 0 | 0 | 0 | 0 | 0 | 0 | 0 | 0 | 0 | 0 | 0 | 0 | 0 | 0 | 0 | 0 | 0 | 0 | 0 | 0 | 0 | 0 | 0 | 0 | 0 | 0 | 0 | 0 | 0 | 0 | 0 | 0 | 0
Heating and Cooling - Heat Pump | 0 | 0 | 0 | 71.7832 | 161.419 | 281.3559 | 429.2475 | 597.9666 | 773.9846 | 946.0498 | 1158.7934 | 1370.1316 | 1603.197 | 1844.5645 | 2069.8918 | 2257.6578 | 2394.9433 | 2491.3342 | 2561.9977 | 2618.3094 | 2666.909 | 2710.5142 | 2753.8581 | 2790.7754 | 2817.7587 | 2837.8895 | 2884.3061 | 2918.9791 | 2953.652 | 2988.325 | 3022.9979 | 3057.6708 | 3092.3438 | 3127.0167 | 3161.6897 | 3196.3626 | 3231.0356 | 3265.7085 | 3300.3814 | 3335.0544 | 3369.7273
Indoor Lighting | 0 | 0 | 0 | 8564.4465 | 10047.2116 | 16221.4867 | 24333.9031 | 29409.4859 | 30461.5001 | 30830.8665 | 32138.6784 | 33211.9756 | 33996.3933 | 34535.6831 | 35222.8627 | 35751.4781 | 36171.3189 | 36618.2905 | 37137.457 | 37581.7538 | 37925.3669 | 38217.2156 | 38538.2942 | 38893.321 | 39258.2003 | 39602.2744 | 39925.3639 | 40264.293 | 40603.2221 | 40942.1512 | 41281.0803 | 41620.0094 | 41958.9385 | 42297.8676 | 42636.7967 | 42975.7258 | 43314.6549 | 43653.584 | 43992.5131 | 44331.4422 | 44670.3713
Non-PC Office Equipment - Copiers/Printers | 0 | 0 | 0 | 239.8512 | 467.4473 | 700.3088 | 957.6368 | 1357.8095 | 1929.6414 | 2521.6495 | 2959.2877 | 3205.5132 | 3326.9967 | 3413.7199 | 3497.6392 | 3582.9508 | 3667.2611 | 3748.1717 | 3822.8234 | 3890.467 | 3953.1998 | 4013.0933 | 4074.3662 | 4138.6497 | 4205.728 | 4272.4969 | 4333.4563 | 4397.4184 | 4461.3805 | 4525.3426 | 4589.3046 | 4653.2667 | 4717.2288 | 4781.1909 | 4845.153 | 4909.1151 | 4973.0772 | 5037.0392 | 5101.0013 | 5164.9634 | 5228.9255
Non-PC Office Equipment - Other Electronics | 0 | 0 | 0 | 565.1495 | 1101.4226 | 1650.1027 | 2256.4316 | 3199.3387 | 4546.7175 | 5941.6365 | 6972.8218 | 7552.9906 | 7839.236 | 8043.5774 | 8241.3124 | 8442.3279 | 8640.9839 | 8831.6296 | 9007.5277 | 9166.9128 | 9314.727 | 9455.8512 | 9600.2254 | 9751.6935 | 9909.7467 | 10067.0708 | 10210.7064 | 10361.4171 | 10512.1277 | 10662.8384 | 10813.5491 | 10964.2597 | 11114.9704 | 11265.6811 | 11416.3917 | 11567.1024 | 11717.8131 | 11868.5237 | 12019.2344 | 12169.9451 | 12320.6557
Non-PC Office Equipment -Displays | 0 | 0 | 0 | 172.3931 | 335.9777 | 503.347 | 688.3014 | 975.9256 | 1386.9297 | 1812.4356 | 2126.9881 | 2303.9626 | 2391.2789 | 2453.6112 | 2513.9282 | 2575.2459 | 2635.8439 | 2693.9984 | 2747.6543 | 2796.2731 | 2841.3624 | 2884.4108 | 2928.4507 | 2974.6545 | 3022.867 | 3070.8571 | 3114.6717 | 3160.6445 | 3206.6172 | 3252.59 | 3298.5627 | 3344.5355 | 3390.5082 | 3436.481 | 3482.4537 | 3528.4265 | 3574.3992 | 3620.372 | 3666.3447 | 3712.3175 | 3758.2902
Other | 0 | 0 | 0 | 0 | 0 | 0 | 0 | 0 | 0 | 0 | 0 | 0 | 0 | 0 | 0 | 0 | 0 | 0 | 0 | 0 | 0 | 0 | 0 | 0 | 0 | 0 | 0 | 0 | 0 | 0 | 0 | 0 | 0 | 0 | 0 | 0 | 0 | 0 | 0 | 0 | 0
Outdoor Lighting | 0 | 0 | 0 | 2478.3939 | 2473.4763 | 2479.6847 | 2494.9284 | 2520.2183 | 2554.7839 | 2591.3407 | 2624.6305 | 2657.3943 | 2687.5339 | 2715.2709 | 2740.9158 | 2768.1816 | 2795.947 | 2821.1013 | 2847.5288 | 2872.2593 | 2891.7971 | 2907.8207 | 2928.1392 | 2953.8607 | 2981.9422 | 3009.5921 | 3029.2315 | 3053.1475 | 3077.0635 | 3100.9796 | 3124.8956 | 3148.8116 | 3172.7277 | 3196.6437 | 3220.5597 | 3244.4758 | 3268.3918 | 3292.3078 | 3316.2239 | 3340.1399 | 3364.0559
PC Office Equipment - Computers | 0 | 0 | 0 | 343.8222 | 728.8328 | 1714.7678 | 3284.602 | 4588.6518 | 5102.8763 | 5264.4645 | 5388.1164 | 5512.3307 | 5628.9696 | 5749.6365 | 5873.9684 | 5994.2581 | 6103.6741 | 6201.6758 | 6292.5243 | 6372.8196 | 6453.3779 | 6536.1476 | 6629.9342 | 6735.312 | 6846.2559 | 6957.433 | 7048.6746 | 7150.274 | 7251.8733 | 7353.4727 | 7455.0721 | 7556.6715 | 7658.2709 | 7759.8702 | 7861.4696 | 7963.069 | 8064.6684 | 8166.2678 | 8267.8671 | 8369.4665 | 8471.0659
PC Office Equipment - Servers | 0 | 0 | 0 | 126.9497 | 269.1075 | 633.145 | 1212.7761 | 1694.2714 | 1884.139 | 1943.8023 | 1989.4584 | 2035.3221 | 2078.3888 | 2122.9427 | 2168.8499 | 2213.2645 | 2253.6643 | 2289.8495 | 2323.3936 | 2353.0411 | 2382.7857 | 2413.3468 | 2447.9757 | 2486.8844 | 2527.8483 | 2568.8983 | 2602.5875 | 2640.1012 | 2677.6148 | 2715.1284 | 2752.642 | 2790.1556 | 2827.6692 | 2865.1829 | 2902.6965 | 2940.2101 | 2977.7237 | 3015.2373 | 3052.7509 | 3090.2646 | 3127.7782
Refrigeration | 0 | 0 | 0 | 2.8777 | 6.3647 | 10.9383 | 16.5248 | 22.8093 | 29.2769 | 35.5203 | 41.3315 | 47.083 | 53.4962 | 60.1974 | 66.4072 | 71.4649 | 75.0477 | 77.2935 | 78.6464 | 79.4685 | 80.0508 | 80.5784 | 81.1769 | 81.8444 | 82.5481 | 83.2685 | 83.8444 | 84.4919 | 85.1395 | 85.7871 | 86.4347 | 87.0822 | 87.7298 | 88.3774 | 89.025 | 89.6725 | 90.3201 | 90.9677 | 91.6152 | 92.2628 | 92.9104
Ventilation | 0 | 0 | 0 | 45.9825 | 104.7166 | 184.5266 | 284.8391 | 401.1678 | 525.8296 | 650.3833 | 767.6128 | 884.7517 | 1015.3437 | 1152.3149 | 1279.9165 | 1385.6697 | 1463.0112 | 1513.5071 | 1546.6784 | 1567.8191 | 1581.8853 | 1593.8411 | 1607.563 | 1623.5257 | 1639.8883 | 1655.4028 | 1669.1868 | 1684.0923 | 1698.9978 | 1713.9033 | 1728.8087 | 1743.7142 | 1758.6197 | 1773.5251 | 1788.4306 | 1803.3361 | 1818.2415 | 1833.147 | 1848.0525 | 1862.9579 | 1877.8634
Commercial Water Heating | 0 | 0 | 0 | 110.5506 | 248.1137 | 317.8269 | 409.4878 | 524.0177 | 654.1109 | 792.4484 | 987.9479 | 1197.2954 | 1451.8319 | 1745.2944 | 2042.2131 | 2298.8941 | 2489.8937 | 2613.6936 | 2695.1394 | 2755.1463 | 2800.5901 | 2841.2443 | 2876.922 | 2902.2737 | 2915.2905 | 2915.4571 | 2957.4788 | 2980.9595 | 3004.4403 | 3027.921 | 3051.4017 | 3074.8824 | 3098.3632 | 3121.8439 | 3145.3246 | 3168.8053 | 3192.2861 | 3215.7668 | 3239.2475 | 3262.7282 | 3286.209
Grand Total | 0 | 0 | 0 | 12961.8428 | 16447.0995 | 25530.5245 | 37606.9082 | 47005.2781 | 52082.3228 | 56098.5653 | 60621.6473 | 64147.1187 | 66982.6648 | 69497.3591 | 72105.4875 | 74398.1115 | 76312.9833 | 77987.0348 | 79522.5841 | 80812.2007 | 81878.2519 | 82817.702 | 83794.4588 | 84802.3493 | 85790.9194 | 86717.6552 | 87712.6786 | 88687.666 | 89662.6534 | 90637.6408 | 91612.6282 | 92587.6156 | 93562.603 | 94537.5904 | 95512.5778 | 96487.5652 | 97462.5526 | 98437.5399 | 99412.5273 | 100387.5147 | 101362.5021
Note on A13: Boyd, Erin: Cooling - Central AC, Cooling - Chiller, Cooling - Other, percentage of Cooling - HP
Note on A14: Boyd, Erin: Heating - Other, Percentage Heating - HP
Note on A16: erin.boyd: Hot Water
Note on A17: erin.boyd: Indoor Lighting, Outdoor Lighting
Note on A18: Boyd, Erin: Clothes dryers, clothes washers, cooking, dishwashers, freezers
Note on A19: Boyd, Erin: Personal computers and TVs
Note on A21: erin.boyd: Copiers/Printers, Other Electronics, Display, Computer, Server
Note on A22: Boyd, Erin: Other Uses
Note on A26: Boyd, Erin: Cooling - Central AC, Cooling - Chiller, Cooling - Other, percentage of Cooling - HP
Note on A27: Boyd, Erin: Heating - Other, Percentage Heating - HP
Note on A29: erin.boyd: Hot Water
Note on A30: erin.boyd: Indoor Lighting, Outdoor Lighting
Note on A31: Boyd, Erin: Clothes dryers, clothes washers, cooking, dishwashers, freezers
Note on A32: Boyd, Erin: Personal computers and TVs
Note on A34: erin.boyd: Copiers/Printers, Other Electronics, Display, Computer, Server
Note on A35: Boyd, Erin: Other Uses

## Commercial Economic
Energy savings in GWh
Total | -3.638e-12 | 0 | 0 | 53428.3316 | 66422.6602 | 104957.8042 | 156974.1408 | 196691.7555 | 214669.6432 | 228515.7956 | 246151.3042 | 259805.0858 | 270156.1066 | 279168.1365 | 289149.3462 | 297650.81 | 304742.1166 | 310762.6917 | 315628.7478 | 319741.4281 | 323345.8779 | 326608.8518 | 330054.7214 | 333675.424 | 337046.5174 | 340235.1876
FOR GCAM
Sector | Commercial |  |  |  |  | Percent ASHP used for:
Region | National |  |  |  | Cooling | 50%
NAICS | (All) |  |  |  | Heating | 50%
Energy/Demand | Energy
Potential | EP
Sum of Value | Column Labels
Row Labels | 2010 | 2011 | 2012 | 2013 | 2014 | 2015 | 2016 | 2017 | 2018 | 2019 | 2020 | 2021 | 2022 | 2023 | 2024 | 2025 | 2026 | 2027 | 2028 | 2029 | 2030 | 2031 | 2032 | 2033 | 2034 | 2035
Space Cooling | 0 | 0 | 0 | 592.5661 | 1306.3255 | 2412.3368 | 3775.8799 | 5364.8268 | 7080.0766 | 8854.3231 | 11332.6374 | 13923.8813 | 16773.7892 | 19790.338 | 22722.9261 | 25405.9358 | 27740.1774 | 29704.9379 | 31344.9743 | 32798.7134 | 34164.4037 | 35365.7063 | 36539.2574 | 37606.8276 | 38518.3676 | 39347.1812
Space Heating | 0 | 0 | 0 | 121.8788 | 272.5084 | 478.0105 | 732.3678 | 1022.7106 | 1326.5335 | 1628.8945 | 1942.9528 | 2257.3131 | 2622.2465 | 3057.6008 | 3478.2637 | 3831.1258 | 4109.128 | 4309.6 | 4462.5187 | 4595.2875 | 4724.862 | 4860.6739 | 4998.2871 | 5136.4209 | 5261.1791 | 5371.4363
Hot Water Heating | 0 | 0 | 0 | 198.1851 | 455.5871 | 457.2199 | 460.8228 | 468.1614 | 476.7164 | 485.4823 | 492.6163 | 499.8464 | 509.5002 | 521.1267 | 510.3741 | 448.084 | 347.0392 | 232.8032 | 132.5796 | 62.3643 | 23.2576 | 6.4639 | 1.1918 | 0.1093 | 0 | 0
Lighting | -3.638e-12 | 0 | 0 | 47416.9006 | 54134.1053 | 83310.088 | 122595.8635 | 148536.335 | 153855.6858 | 156342.7059 | 164239.0674 | 170499.6795 | 174798.876 | 177678.5792 | 181817.9829 | 184957.4686 | 187310.8385 | 189372.6899 | 191047.2646 | 192458.0134 | 193536.7808 | 194459.5454 | 195533.0617 | 196688.1047 | 197732.5754 | 198712.9127
Refrigeration | 0 | 0 | 0 | 0 | 0 | 0 | 0 | 0 | 0 | 0 | 0 | 0 | 0 | 0 | 0 | 0 | 0 | 0 | 0 | 0 | 0 | 2.3295 | 4.7761 | 7.3092 | 9.9261 | 12.6299
Ventilation | 0 | 0 | 0 | 283.1722 | 643.7838 | 1132.1929 | 1746.1153 | 2459.6018 | 3218.0087 | 3975.6437 | 4697.0804 | 5423.741 | 6236.0658 | 7091.4037 | 7887.7526 | 8544.0744 | 9026.1159 | 9338.4057 | 9525.6647 | 9641.5977 | 9718.6874 | 9782.3795 | 9848.3016 | 9917.3834 | 9977.5292 | 10030.2725
Cooking | No data | No data | No data | No data | No data | No data | No data | No data | No data | No data | No data | No data | No data | No data | No data | No data | No data | No data | No data | No data | No data | No data | No data | No data | No data | No data
Office | 0 | 0 | 0 | 4815.6288 | 9610.35 | 17167.956 | 27663.0915 | 38840.12 | 48712.6222 | 57228.7461 | 63446.9499 | 67200.6247 | 69215.6288 | 71029.0881 | 72732.0469 | 74464.1215 | 76208.8176 | 77804.2551 | 79115.7459 | 80185.4519 | 81177.8864 | 82131.7533 | 83129.8456 | 84319.269 | 85546.94 | 86760.7549
Other Uses | 0 | 0 | 0 | 0 | 0 | 0 | 0 | 0 | 0 | 0 | 0 | 0 | 0 | 0 | 0 | 0 | 0 | 0 | 0 | 0 | 0 | 0 | 0 | 0 | 0 | 0
Sector | Commercial
Region | National
NAICS | (All)
Energy/Demand | Energy
Potential | EP
Sum of Value | Column Labels
Row Labels | 2010 | 2011 | 2012 | 2013 | 2014 | 2015 | 2016 | 2017 | 2018 | 2019 | 2020 | 2021 | 2022 | 2023 | 2024 | 2025 | 2026 | 2027 | 2028 | 2029 | 2030 | 2031 | 2032 | 2033 | 2034 | 2035
Cooling - Central AC | 0 | 0 | 0 | 218.3084 | 570.3909 | 1256.5992 | 2105.8149 | 3073.7853 | 4080.0449 | 5078.2819 | 6728.5254 | 8399.8765 | 10273.7274 | 12264.2913 | 14166.3786 | 15831.8114 | 17169.4215 | 18202.4252 | 19054.5209 | 19864.0118 | 20724.9436 | 21529.3942 | 22361.4046 | 23089.5642 | 23677.5274 | 24170.9279
Cooling - Chiller | 0 | 0 | 0 | 252.3789 | 463.4262 | 677.7272 | 937.6971 | 1268.3309 | 1673.4981 | 2147.1467 | 2661.1592 | 3266.6917 | 3877.8153 | 4468.4459 | 5078.2838 | 5742.9985 | 6461.6278 | 7192.9126 | 7827.9347 | 8339.4141 | 8714.5981 | 8975.6382 | 9179.5658 | 9380.8426 | 9579.6611 | 9804.817
Cooling - Other | 0 | 0 | 0 | 0 | 0 | 0 | 0 | 0 | 0 | 0 | 0 | 0 | 0 | 0 | 0 | 0 | 0 | 0 | 0 | 0 | 0 | 0 | 0 | 0 | 0 | 0
Heating - Other | 0 | 0 | 0 | 0 | 0 | 0 | 0 | 0 | 0 | 0 | 0 | 0 | 0 | 0 | 0 | 0 | 0 | 0 | 0 | 0 | 0 | 0 | 0 | 0 | 0 | 0
Heating and Cooling - Heat Pump | 0 | 0 | 0 | 243.7576 | 545.0168 | 956.021 | 1464.7356 | 2045.4212 | 2653.0671 | 3257.789 | 3885.9056 | 4514.6261 | 5244.4931 | 6115.2017 | 6956.5274 | 7662.2517 | 8218.256 | 8619.2 | 8925.0373 | 9190.5749 | 9449.724 | 9721.3477 | 9996.5742 | 10272.8419 | 10522.3581 | 10742.8725
Indoor Lighting | 0 | 0 | 0 | 46795.3833 | 53017.823 | 81746.3233 | 120597.185 | 146096.6687 | 150955.1323 | 152936.3387 | 160271.7317 | 165876.8215 | 169338.7624 | 171148.9893 | 174079.0159 | 176040.0436 | 177393.8788 | 178723.6692 | 179931.103 | 181074.8052 | 182013.7484 | 182859.5923 | 183864.3648 | 184946.9698 | 185924.6284 | 186841.7708
Non-PC Office Equipment - Copiers/Printers | 0 | 0 | 0 | 775.9032 | 1504.5401 | 2241.6882 | 3050.2358 | 4316.9191 | 6135.9131 | 8016.0269 | 9391.5815 | 10142.6359 | 10487.2429 | 10717.0832 | 10936.3639 | 11159.8372 | 11382.7203 | 11596.3796 | 11788.7556 | 11962.9489 | 12124.1284 | 12274.2581 | 12425.4304 | 12580.4368 | 12739.4428 | 12896.3469
Non-PC Office Equipment - Other Electronics | 0 | 0 | 0 | 1933.6962 | 3749.5959 | 5586.7074 | 7601.7595 | 10758.5718 | 15291.8459 | 19977.442 | 23405.582 | 25277.3503 | 26136.1757 | 26708.9808 | 27255.4694 | 27812.4069 | 28367.8733 | 28900.3522 | 29379.7895 | 29813.9117 | 30215.6013 | 30589.7526 | 30966.5024 | 31491.782 | 32042.065 | 32591.4286
Non-PC Office Equipment -Displays | 0 | 0 | 0 | 557.6804 | 1081.3882 | 1611.2134 | 2192.357 | 3102.7856 | 4410.1875 | 5761.5193 | 6750.1992 | 7290.0195 | 7537.7058 | 7702.9035 | 7860.5115 | 8021.133 | 8181.3302 | 8334.8978 | 8473.1681 | 8598.3695 | 8714.2173 | 8822.123 | 8930.7781 | 9042.189 | 9156.4745 | 9269.2493
Other | 0 | 0 | 0 | 0 | 0 | 0 | 0 | 0 | 0 | 0 | 0 | 0 | 0 | 0 | 0 | 0 | 0 | 0 | 0 | 0 | 0 | 0 | 0 | 0 | 0 | 0
Outdoor Lighting | -3.638e-12 | 0 | 0 | 621.5173 | 1116.2823 | 1563.7647 | 1998.6785 | 2439.6663 | 2900.5535 | 3406.3672 | 3967.3358 | 4622.8579 | 5460.1136 | 6529.59 | 7738.9669 | 8917.425 | 9916.9597 | 10649.0207 | 11116.1616 | 11383.2082 | 11523.0324 | 11599.9531 | 11668.6969 | 11741.1349 | 11807.947 | 11871.1419
PC Office Equipment - Computers | 0 | 0 | 0 | 1064.6204 | 2251.8156 | 5313.9287 | 10189.0111 | 14206.6594 | 15728.5906 | 16141.1097 | 16434.4635 | 16892.6306 | 17333.2262 | 18050.8772 | 18697.35 | 19360.3283 | 20048.384 | 20638.5507 | 21043.4927 | 21293.0155 | 21517.0996 | 21746.8711 | 22005.0961 | 22289.1865 | 22577.8269 | 22859.8072
PC Office Equipment - Servers | 0 | 0 | 0 | 483.7287 | 1023.0102 | 2414.4183 | 4629.728 | 6455.1841 | 7146.085 | 7332.6483 | 7465.1238 | 7597.9884 | 7721.2783 | 7849.2434 | 7982.352 | 8110.416 | 8228.5098 | 8334.0748 | 8430.5399 | 8517.2062 | 8606.8398 | 8698.7484 | 8802.0385 | 8915.6746 | 9031.1308 | 9143.9229
Refrigeration | 0 | 0 | 0 | 0 | 0 | 0 | 0 | 0 | 0 | 0 | 0 | 0 | 0 | 0 | 0 | 0 | 0 | 0 | 0 | 0 | 0 | 2.3295 | 4.7761 | 7.3092 | 9.9261 | 12.6299
Ventilation | 0 | 0 | 0 | 283.1722 | 643.7838 | 1132.1929 | 1746.1153 | 2459.6018 | 3218.0087 | 3975.6437 | 4697.0804 | 5423.741 | 6236.0658 | 7091.4037 | 7887.7526 | 8544.0744 | 9026.1159 | 9338.4057 | 9525.6647 | 9641.5977 | 9718.6874 | 9782.3795 | 9848.3016 | 9917.3834 | 9977.5292 | 10030.2725
Commercial Water Heating | 0 | 0 | 0 | 198.1851 | 455.5871 | 457.2199 | 460.8228 | 468.1614 | 476.7164 | 485.4823 | 492.6163 | 499.8464 | 509.5002 | 521.1267 | 510.3741 | 448.084 | 347.0392 | 232.8032 | 132.5796 | 62.3643 | 23.2576 | 6.4639 | 1.1918 | 0.1093 | 0 | 0
Grand Total | -3.638e-12 | 0 | 0 | 53428.3316 | 66422.6602 | 104957.8042 | 156974.1408 | 196691.7555 | 214669.6432 | 228515.7956 | 246151.3042 | 259805.0858 | 270156.1066 | 279168.1365 | 289149.3462 | 297650.81 | 304742.1166 | 310762.6917 | 315628.7478 | 319741.4281 | 323345.8779 | 326608.8518 | 330054.7214 | 333675.424 | 337046.5174 | 340235.1876
Sector | Commercial
Region | Midwest
NAICS | (All)
Energy/Demand | Energy
Potential | EP
Sum of Value | Column Labels
Row Labels | 2010 | 2011 | 2012 | 2013 | 2014 | 2015 | 2016 | 2017 | 2018 | 2019 | 2020 | 2021 | 2022 | 2023 | 2024 | 2025 | 2026 | 2027 | 2028 | 2029 | 2030 | 2031 | 2032 | 2033 | 2034 | 2035
Cooling - Central AC | 0 | 0 | 0 | 0 | 0 | 0 | 0 | 0 | 0 | 0 | 0 | 0 | 0 | 0 | 0 | 0 | 0 | 0 | 0 | 0 | 0 | 0 | 0 | 0 | 0 | 0
Cooling - Chiller | 0 | 0 | 0 | 0 | 0 | 0 | 0 | 0 | 0 | 0 | 0 | 0 | 2.2304 | 4.4004 | 6.6346 | 9.0439 | 11.5219 | 22.9983 | 33.3628 | 42.2421 | 49.5971 | 56.0598 | 62.3019 | 68.9204 | 76.2145 | 84.3482
Cooling - Other | 0 | 0 | 0 | 0 | 0 | 0 | 0 | 0 | 0 | 0 | 0 | 0 | 0 | 0 | 0 | 0 | 0 | 0 | 0 | 0 | 0 | 0 | 0 | 0 | 0 | 0
Heating - Other | 0 | 0 | 0 | 0 | 0 | 0 | 0 | 0 | 0 | 0 | 0 | 0 | 0 | 0 | 0 | 0 | 0 | 0 | 0 | 0 | 0 | 0 | 0 | 0 | 0 | 0
Heating and Cooling - Heat Pump | 0 | 0 | 0 | 14.1542 | 31.6916 | 54.9089 | 83.3544 | 115.7607 | 149.4945 | 182.4458 | 213.3802 | 244.3729 | 279.1518 | 362.73 | 466.6624 | 555.4393 | 626.9022 | 684.8025 | 736.0933 | 787.4735 | 841.2907 | 899.1836 | 960.516 | 1026.5968 | 1090.1744 | 1144.9412
Indoor Lighting | 0 | 0 | 0 | 9355.1154 | 10248.1366 | 15691.2598 | 22904.0839 | 28525.2053 | 29707.7629 | 30627.2622 | 33161.3207 | 35249.8408 | 36295.6313 | 36612.8427 | 37107.4318 | 37407.7071 | 37606.3527 | 37795.4151 | 37926.6286 | 38052.3935 | 38140.9739 | 38244.4777 | 38408.7795 | 38611.5342 | 38793.6353 | 38963.0815
Non-PC Office Equipment - Copiers/Printers | 0 | 0 | 0 | 181.9022 | 351.632 | 521.7461 | 707.023 | 998.5856 | 1418.0095 | 1849.6757 | 2162.4436 | 2328.9086 | 2400.4406 | 2444.9884 | 2487.0562 | 2530.045 | 2573.1969 | 2614.7812 | 2651.7384 | 2685.1393 | 2715.6867 | 2743.6472 | 2771.5084 | 2799.5272 | 2827.7035 | 2854.6747
Non-PC Office Equipment - Other Electronics | 0 | 0 | 0 | 453.3344 | 876.3329 | 1300.2892 | 1762.0338 | 2488.6624 | 3533.9456 | 4609.7386 | 5389.2149 | 5804.0769 | 5982.348 | 6093.3695 | 6198.2103 | 6305.3466 | 6412.8892 | 6516.5251 | 6608.6294 | 6691.8706 | 6768.0003 | 6837.6833 | 6907.1186 | 6976.9466 | 7047.1673 | 7114.3847
Non-PC Office Equipment -Displays | 0 | 0 | 0 | 130.7422 | 252.7355 | 375.005 | 508.1728 | 717.7334 | 1019.1943 | 1329.4544 | 1554.2563 | 1673.9031 | 1725.3167 | 1757.3354 | 1787.5716 | 1818.4699 | 1849.4853 | 1879.374 | 1905.937 | 1929.9439 | 1951.8998 | 1971.9964 | 1992.0217 | 2012.1602 | 2032.4119 | 2051.7975
Other | 0 | 0 | 0 | 0 | 0 | 0 | 0 | 0 | 0 | 0 | 0 | 0 | 0 | 0 | 0 | 0 | 0 | 0 | 0 | 0 | 0 | 0 | 0 | 0 | 0 | 0
Outdoor Lighting | 0 | 0 | 0 | 87.483 | 156.0741 | 217.1815 | 275.3836 | 333.9122 | 395.1004 | 461.9137 | 536.2267 | 623.3387 | 734.3465 | 875.6988 | 1035.1447 | 1189.2809 | 1318.9764 | 1413.5997 | 1472.861 | 1505.8351 | 1522.4574 | 1532.0699 | 1540.8186 | 1549.9043 | 1557.5526 | 1564.2653
PC Office Equipment - Computers | 0 | 0 | 0 | 177.6075 | 375.0928 | 887.3729 | 1701.1355 | 2366.4988 | 2610.9637 | 2669.7261 | 2709.1597 | 2749.1405 | 2785.7147 | 3083.3808 | 3331.8099 | 3615.7145 | 3967.3234 | 4285.8993 | 4469.3244 | 4535.9323 | 4576.1408 | 4617.3962 | 4663.6949 | 4714.3552 | 4764.5176 | 4811.9966
PC Office Equipment - Servers | 0 | 0 | 0 | 106.5645 | 225.0557 | 532.4237 | 1020.6813 | 1419.8993 | 1566.5782 | 1601.8356 | 1625.4958 | 1649.4843 | 1671.4288 | 1694.3875 | 1718.4928 | 1741.4941 | 1762.7864 | 1781.7292 | 1798.9824 | 1814.3729 | 1830.4563 | 1846.9585 | 1865.478 | 1885.7421 | 1905.807 | 1924.7986
Refrigeration | 0 | 0 | 0 | 0 | 0 | 0 | 0 | 0 | 0 | 0 | 0 | 0 | 0 | 0 | 0 | 0 | 0 | 0 | 0 | 0 | 0 | 0 | 0 | 0 | 0 | 0
Ventilation | 0 | 0 | 0 | 65.0712 | 147.9547 | 259.7815 | 399.3974 | 561.3414 | 733.3394 | 904.8843 | 1069.1073 | 1235.4498 | 1421.7945 | 1616.7938 | 1796.9647 | 1943.0261 | 2048.9926 | 2116.4278 | 2154.8458 | 2177.1233 | 2190.448 | 2201.8529 | 2214.3146 | 2227.6157 | 2238.5509 | 2247.9447
Commercial Water Heating | 0 | 0 | 0 | 2.6054 | 5.8669 | 5.852 | 5.8377 | 5.8739 | 5.9372 | 5.9968 | 6.0597 | 6.1248 | 6.1925 | 6.2625 | 6.0502 | 5.2397 | 4.0109 | 2.6704 | 1.5137 | 0.71101 | 0.26542 | 0.073843 | 0.013619 | 0.0012504 | 0 | 0
Grand Total | 0 | 0 | 0 | 10574.5799 | 12670.5728 | 19845.8207 | 29367.1034 | 37533.4729 | 41140.3258 | 44242.9332 | 48426.665 | 51564.6402 | 53304.5957 | 54552.1896 | 55942.0291 | 57120.8071 | 58182.4381 | 59114.2225 | 59759.9168 | 60223.0376 | 60587.2164 | 60951.3994 | 61386.5658 | 61873.3039 | 62333.7351 | 62762.233
Sector | Commercial
Region | Northeast
NAICS | (All)
Energy/Demand | Energy
Potential | EP
Sum of Value | Column Labels
Row Labels | 2010 | 2011 | 2012 | 2013 | 2014 | 2015 | 2016 | 2017 | 2018 | 2019 | 2020 | 2021 | 2022 | 2023 | 2024 | 2025 | 2026 | 2027 | 2028 | 2029 | 2030 | 2031 | 2032 | 2033 | 2034 | 2035
Cooling - Central AC | 0 | 0 | 0 | 0 | 0 | 0 | 0 | 0 | 0 | 0 | 0 | 0 | 0 | 0 | 0 | 0 | 0 | 0 | 0 | 0 | 0 | 0 | 0 | 0 | 0 | 0
Cooling - Chiller | 0 | 0 | 0 | 3.2791 | 5.8783 | 8.3891 | 11.5086 | 15.6061 | 20.7898 | 27.1105 | 33.9764 | 41.0434 | 67.3505 | 92.8921 | 119.2105 | 147.6948 | 177.388 | 205.8019 | 230.7163 | 249.9084 | 265.1847 | 276.756 | 287.4241 | 307.1513 | 328.296 | 351.4759
Cooling - Other | 0 | 0 | 0 | 0 | 0 | 0 | 0 | 0 | 0 | 0 | 0 | 0 | 0 | 0 | 0 | 0 | 0 | 0 | 0 | 0 | 0 | 0 | 0 | 0 | 0 | 0
Heating - Other | 0 | 0 | 0 | 0 | 0 | 0 | 0 | 0 | 0 | 0 | 0 | 0 | 0 | 0 | 0 | 0 | 0 | 0 | 0 | 0 | 0 | 0 | 0 | 0 | 0 | 0
Heating and Cooling - Heat Pump | 0 | 0 | 0 | 5.6232 | 12.7552 | 33.4412 | 59.162 | 88.5392 | 118.9558 | 148.8001 | 176.1458 | 203.3861 | 233.8168 | 265.5932 | 294.773 | 319.1636 | 337.5235 | 349.3867 | 355.6313 | 357.2148 | 361.8226 | 365.7508 | 370.4312 | 374.6497 | 378.235 | 381.6174
Indoor Lighting | 0 | 0 | 0 | 6830.9853 | 8192.1903 | 13587.8825 | 20609.5552 | 24872.0053 | 25524.7652 | 25585.8651 | 26432.3265 | 27071.541 | 27444.9934 | 27618.7492 | 27895.3073 | 28053.0084 | 28184.5613 | 28338.5795 | 28419.6621 | 28417.6957 | 28373.0979 | 28299.5059 | 28240.8612 | 28147.0258 | 27999.268 | 27828.2401
Non-PC Office Equipment - Copiers/Printers | 0 | 0 | 0 | 136.4656 | 263.1373 | 389.2087 | 525.892 | 743.0854 | 1057.0226 | 1379.2787 | 1609.068 | 1725.9916 | 1770.3744 | 1794.4554 | 1816.3451 | 1839.5364 | 1863.8964 | 1887.451 | 1906.9972 | 1923.346 | 1937.6274 | 1949.6568 | 1960.9564 | 1971.2611 | 1980.5356 | 1988.2046
Non-PC Office Equipment - Other Electronics | 0 | 0 | 0 | 340.0978 | 655.7875 | 969.9811 | 1310.6214 | 1851.9081 | 2634.2986 | 3437.421 | 4010.0992 | 4301.4946 | 4412.1048 | 4472.1193 | 4526.6726 | 4584.4695 | 4645.1794 | 4703.8818 | 4752.5947 | 4793.3389 | 4828.9309 | 4858.9102 | 4887.071 | 4912.7522 | 4935.866 | 4954.9787
Non-PC Office Equipment -Displays | 0 | 0 | 0 | 98.0846 | 189.1299 | 279.7438 | 377.9849 | 534.0926 | 759.735 | 991.3565 | 1156.5176 | 1240.5564 | 1272.4566 | 1289.7648 | 1305.4981 | 1322.1668 | 1339.6756 | 1356.6054 | 1370.6543 | 1382.405 | 1392.6697 | 1401.3158 | 1409.4374 | 1416.8439 | 1423.51 | 1429.0221
Other | 0 | 0 | 0 | 0 | 0 | 0 | 0 | 0 | 0 | 0 | 0 | 0 | 0 | 0 | 0 | 0 | 0 | 0 | 0 | 0 | 0 | 0 | 0 | 0 | 0 | 0
Outdoor Lighting | -3.638e-12 | 0 | 0 | 122.1787 | 220.5819 | 309.3833 | 394.8833 | 480.2497 | 567.8129 | 662.879 | 766.2339 | 885.8063 | 1037.7128 | 1231.6294 | 1448.8264 | 1659.4021 | 1839.0343 | 1970.2362 | 2047.9414 | 2083.0266 | 2093.6035 | 2092.4256 | 2089.5047 | 2083.322 | 2072.9542 | 2060.7213
PC Office Equipment - Computers | 0 | 0 | 0 | 218.6957 | 461.9656 | 1103.2301 | 2125.7913 | 2958.1116 | 3253.7756 | 3313.0998 | 3346.9799 | 3380.3254 | 3409.4671 | 3440.8019 | 3474.2327 | 3506.8752 | 3538.3021 | 3565.588 | 3588.1784 | 3605.7165 | 3624.2319 | 3642.3815 | 3664.1594 | 3686.5756 | 3706.7251 | 3723.1553
PC Office Equipment - Servers | 0 | 0 | 0 | 87.4783 | 184.7863 | 441.292 | 850.3165 | 1183.2447 | 1301.5103 | 1325.2399 | 1338.792 | 1352.1302 | 1363.7869 | 1376.3208 | 1389.6931 | 1402.7501 | 1415.3209 | 1426.2352 | 1435.2714 | 1442.2866 | 1449.6927 | 1456.9526 | 1465.6638 | 1474.6302 | 1482.6901 | 1489.2621
Refrigeration | 0 | 0 | 0 | 0 | 0 | 0 | 0 | 0 | 0 | 0 | 0 | 0 | 0 | 0 | 0 | 0 | 0 | 0 | 0 | 0 | 0 | 0 | 0 | 0 | 0 | 0
Ventilation | 0 | 0 | 0 | 38.9417 | 89.5379 | 158.9752 | 246.6693 | 348.7421 | 457.0879 | 564.7969 | 666.4357 | 768.6754 | 883.0107 | 1002.7557 | 1112.3651 | 1203.212 | 1270.3743 | 1312.9948 | 1334.2836 | 1342.4226 | 1345.1221 | 1345.6174 | 1346.0994 | 1345.2454 | 1340.8286 | 1334.3068
Commercial Water Heating | 0 | 0 | 0 | 7.1243 | 28.7785 | 28.8085 | 28.8661 | 29.0924 | 29.3334 | 29.5613 | 29.6629 | 29.753 | 29.9009 | 30.1064 | 29.5541 | 26.0865 | 20.4597 | 13.9853 | 8.1407 | 3.9261 | 1.5066 | 0.43251 | 0.082674 | 0.0078855 | 0 | 0
Grand Total | -3.638e-12 | 0 | 0 | 7888.9544 | 10304.5286 | 17310.3355 | 26541.2505 | 33104.6774 | 35725.0873 | 37465.4087 | 39566.2379 | 41000.7035 | 41924.9748 | 42615.1881 | 43412.4781 | 44064.3653 | 44631.7155 | 45130.7458 | 45450.0714 | 45601.2872 | 45673.49 | 45689.7052 | 45721.6913 | 45719.465 | 45648.9085 | 45540.9844
Sector | Commercial
Region | South
NAICS | (All)
Energy/Demand | Energy
Potential | EP
Sum of Value | Column Labels
Row Labels | 2010 | 2011 | 2012 | 2013 | 2014 | 2015 | 2016 | 2017 | 2018 | 2019 | 2020 | 2021 | 2022 | 2023 | 2024 | 2025 | 2026 | 2027 | 2028 | 2029 | 2030 | 2031 | 2032 | 2033 | 2034 | 2035
Cooling - Central AC | 0 | 0 | 0 | 218.3084 | 570.3909 | 1256.5992 | 2105.8149 | 3073.7853 | 4080.0449 | 5078.2819 | 6728.5254 | 8399.8765 | 10273.7274 | 12264.2913 | 14166.3786 | 15831.8114 | 17169.4215 | 18202.4252 | 19054.5209 | 19864.0118 | 20724.9436 | 21529.3942 | 22361.4046 | 23089.5642 | 23677.5274 | 24170.9279
Cooling - Chiller | 0 | 0 | 0 | 219.3307 | 402.6727 | 588.4846 | 813.7809 | 1100.2076 | 1450.5629 | 1859.771 | 2302.9595 | 2834.1698 | 3350.8279 | 3849.7202 | 4365.5533 | 4928.3304 | 5542.1012 | 6166.6114 | 6707.1124 | 7143.6968 | 7464.247 | 7687.7958 | 7860.9265 | 8024.0526 | 8182.48 | 8345.8926
Cooling - Other | 0 | 0 | 0 | 0 | 0 | 0 | 0 | 0 | 0 | 0 | 0 | 0 | 0 | 0 | 0 | 0 | 0 | 0 | 0 | 0 | 0 | 0 | 0 | 0 | 0 | 0
Heating - Other | 0 | 0 | 0 | 0 | 0 | 0 | 0 | 0 | 0 | 0 | 0 | 0 | 0 | 0 | 0 | 0 | 0 | 0 | 0 | 0 | 0 | 0 | 0 | 0 | 0 | 0
Heating and Cooling - Heat Pump | 0 | 0 | 0 | 188.7029 | 421.4361 | 729.904 | 1111.8954 | 1547.8067 | 2004.093 | 2460.045 | 2928.3707 | 3395.6656 | 3945.6303 | 4581.3813 | 5178.5326 | 5677.7755 | 6052.2758 | 6316.2457 | 6511.8745 | 6676.2207 | 6830.8921 | 6996.8067 | 7161.3796 | 7323.6478 | 7464.2182 | 7587.1502
Indoor Lighting | 0 | 0 | 0 | 22387.3495 | 24935.2645 | 36994.6916 | 53730.5014 | 64411.2348 | 66438.8746 | 67097.6138 | 69762.3731 | 71603.9783 | 72898.108 | 73712.6309 | 75197.599 | 76233.9522 | 76975.2461 | 77652.91 | 78288.0106 | 79007.3039 | 79667.4873 | 80275.7913 | 80917.7777 | 81582.4364 | 82195.1329 | 82796.8609
Non-PC Office Equipment - Copiers/Printers | 0 | 0 | 0 | 265.6544 | 515.8129 | 770.4863 | 1051.2114 | 1489.0005 | 2117.1678 | 2769.753 | 3252.6397 | 3523.3251 | 3654.8306 | 3746.6636 | 3834.8512 | 3923.8952 | 4011.8181 | 4095.61 | 4171.7612 | 4242.09 | 4308.2545 | 4370.4794 | 4433.4727 | 4498.7288 | 4566.6213 | 4635.4701
Non-PC Office Equipment - Other Electronics | 0 | 0 | 0 | 662.0606 | 1285.5026 | 1920.1964 | 2619.816 | 3710.8685 | 5276.3792 | 6902.7437 | 8106.1879 | 8780.7868 | 9108.5231 | 9337.3881 | 9557.1682 | 9779.0826 | 9998.2029 | 10207.0279 | 10396.8112 | 10572.0837 | 10736.978 | 10892.0542 | 11049.0452 | 11211.6757 | 11380.8765 | 11552.4606
Non-PC Office Equipment -Displays | 0 | 0 | 0 | 190.9391 | 370.7406 | 553.787 | 755.5582 | 1070.2191 | 1521.7144 | 1990.76 | 2337.8348 | 2532.3899 | 2626.9095 | 2692.9144 | 2756.2993 | 2820.2997 | 2883.4942 | 2943.7197 | 2998.4534 | 3049.0022 | 3096.5579 | 3141.2821 | 3186.5585 | 3233.4613 | 3282.259 | 3331.7441
Other | 0 | 0 | 0 | 0 | 0 | 0 | 0 | 0 | 0 | 0 | 0 | 0 | 0 | 0 | 0 | 0 | 0 | 0 | 0 | 0 | 0 | 0 | 0 | 0 | 0 | 0
Outdoor Lighting | 0 | 0 | 0 | 263.0264 | 472.3362 | 661.861 | 847.2418 | 1036.4739 | 1234.4542 | 1452.599 | 1695.3344 | 1979.0261 | 2342.4145 | 2807.5153 | 3335.6031 | 3851.5023 | 4289.2154 | 4610.8936 | 4819.6165 | 4947.0993 | 5021.834 | 5068.8679 | 5110.3634 | 5154.0516 | 5195.4979 | 5236.5631
PC Office Equipment - Computers | 0 | 0 | 0 | 430.2865 | 910.1807 | 2136.1788 | 4088.1291 | 5705.29 | 6331.0908 | 6513.6546 | 6648.0895 | 6946.9358 | 7241.0654 | 7546.1769 | 7824.714 | 8087.8675 | 8317.1379 | 8493.5955 | 8629.6269 | 8739.4146 | 8849.0038 | 8962.0682 | 9087.2874 | 9225.3474 | 9366.8686 | 9507.9709
PC Office Equipment - Servers | 0 | 0 | 0 | 194.4736 | 411.3376 | 965.8438 | 1849.1481 | 2581.3366 | 2864.8923 | 2947.721 | 3008.7422 | 3069.8823 | 3127.2711 | 3186.3282 | 3247.5287 | 3306.2235 | 3360.1543 | 3408.7232 | 3453.741 | 3495.7658 | 3539.6015 | 3584.8273 | 3634.9149 | 3690.139 | 3746.7474 | 3803.1884
Refrigeration | 0 | 0 | 0 | 0 | 0 | 0 | 0 | 0 | 0 | 0 | 0 | 0 | 0 | 0 | 0 | 0 | 0 | 0 | 0 | 0 | 0 | 2.3295 | 4.7761 | 7.3092 | 9.9261 | 12.6299
Ventilation | 0 | 0 | 0 | 133.1768 | 301.5746 | 528.9096 | 815.2095 | 1148.3505 | 1501.7518 | 1855.5792 | 2193.9245 | 2534.8642 | 2915.9169 | 3319.5394 | 3698.5062 | 4012.1666 | 4243.7378 | 4395.476 | 4489.8569 | 4554.2327 | 4601.2319 | 4641.068 | 4680.3246 | 4720.9966 | 4758.2615 | 4792.6182
Commercial Water Heating | 0 | 0 | 0 | 116.2537 | 258.8962 | 258.3177 | 258.6601 | 260.6725 | 262.9842 | 265.3126 | 266.7531 | 268.1299 | 270.2458 | 272.8399 | 263.2039 | 227.7007 | 174.0889 | 115.6201 | 65.3562 | 30.6042 | 11.4013 | 3.1669 | 0.5832 | 0.053367 | 0 | 0
Grand Total | 0 | 0 | 0 | 25269.5626 | 30856.1456 | 47365.26 | 70046.9669 | 87135.2461 | 95084.0101 | 101193.8347 | 109231.7347 | 115869.0303 | 121755.4703 | 127317.3895 | 133425.9382 | 138680.6076 | 143016.8941 | 146608.8584 | 149586.7417 | 152321.526 | 154852.433 | 157155.9316 | 159488.8143 | 161761.4638 | 163826.4168 | 165773.4769
Sector | Commercial
Region | West
NAICS | (All)
Energy/Demand | Energy
Potential | EP
Sum of Value | Column Labels
Row Labels | 2010 | 2011 | 2012 | 2013 | 2014 | 2015 | 2016 | 2017 | 2018 | 2019 | 2020 | 2021 | 2022 | 2023 | 2024 | 2025 | 2026 | 2027 | 2028 | 2029 | 2030 | 2031 | 2032 | 2033 | 2034 | 2035
Cooling - Central AC | 0 | 0 | 0 | 0 | 0 | 0 | 0 | 0 | 0 | 0 | 0 | 0 | 0 | 0 | 0 | 0 | 0 | 0 | 0 | 0 | 0 | 0 | 0 | 0 | 0 | 0
Cooling - Chiller | 0 | 0 | 0 | 29.7691 | 54.8752 | 80.8535 | 112.4075 | 152.5171 | 202.1454 | 260.2652 | 324.2233 | 391.4785 | 457.4067 | 521.4332 | 586.8853 | 657.9294 | 730.6167 | 797.501 | 856.7433 | 903.5667 | 935.5693 | 955.0267 | 968.9133 | 980.7183 | 992.6707 | 1023.1003
Cooling - Other | 0 | 0 | 0 | 0 | 0 | 0 | 0 | 0 | 0 | 0 | 0 | 0 | 0 | 0 | 0 | 0 | 0 | 0 | 0 | 0 | 0 | 0 | 0 | 0 | 0 | 0
Heating - Other | 0 | 0 | 0 | 0 | 0 | 0 | 0 | 0 | 0 | 0 | 0 | 0 | 0 | 0 | 0 | 0 | 0 | 0 | 0 | 0 | 0 | 0 | 0 | 0 | 0 | 0
Heating and Cooling - Heat Pump | 0 | 0 | 0 | 35.2774 | 79.1339 | 137.7669 | 210.3238 | 293.3146 | 380.5238 | 466.4981 | 568.0089 | 671.2015 | 785.8942 | 905.4971 | 1016.5595 | 1109.8733 | 1201.5545 | 1268.7652 | 1321.4382 | 1369.666 | 1415.7186 | 1459.6065 | 1504.2474 | 1547.9476 | 1589.7306 | 1629.1637
Indoor Lighting | 0 | 0 | 0 | 8221.933 | 9642.2317 | 15472.4893 | 23353.0445 | 28288.2232 | 29283.7295 | 29625.5976 | 30915.7114 | 31951.4614 | 32700.0298 | 33204.7665 | 33878.6778 | 34345.376 | 34627.7187 | 34936.7647 | 35296.8017 | 35597.412 | 35832.1893 | 36039.8173 | 36296.9464 | 36605.9734 | 36936.5923 | 37253.5883
Non-PC Office Equipment - Copiers/Printers | 0 | 0 | 0 | 191.881 | 373.9578 | 560.2471 | 766.1094 | 1086.2476 | 1543.7131 | 2017.3196 | 2367.4302 | 2564.4106 | 2661.5974 | 2730.9759 | 2798.1114 | 2866.3607 | 2933.8089 | 2998.5374 | 3058.2587 | 3112.3736 | 3162.5598 | 3210.4747 | 3259.493 | 3310.9198 | 3364.5824 | 3417.9975
Non-PC Office Equipment - Other Electronics | 0 | 0 | 0 | 478.2034 | 931.973 | 1396.2407 | 1909.2883 | 2707.1328 | 3847.2225 | 5027.5386 | 5900.08 | 6390.992 | 6633.1997 | 6806.104 | 6973.4182 | 7143.5082 | 7311.6018 | 7472.9174 | 7621.7542 | 7756.6185 | 7881.6921 | 8001.1049 | 8123.2676 | 8390.4075 | 8678.1552 | 8969.6046
Non-PC Office Equipment -Displays | 0 | 0 | 0 | 137.9145 | 268.7822 | 402.6776 | 550.6411 | 780.7405 | 1109.5438 | 1449.9484 | 1701.5905 | 1843.1701 | 1913.0231 | 1962.8889 | 2011.1426 | 2060.1967 | 2108.6751 | 2155.1987 | 2198.1235 | 2237.0185 | 2273.0899 | 2307.5287 | 2342.7606 | 2379.7236 | 2418.2936 | 2456.6857
Other | 0 | 0 | 0 | 0 | 0 | 0 | 0 | 0 | 0 | 0 | 0 | 0 | 0 | 0 | 0 | 0 | 0 | 0 | 0 | 0 | 0 | 0 | 0 | 0 | 0 | 0
Outdoor Lighting | 0 | 0 | 0 | 148.8291 | 267.2901 | 375.3388 | 481.1698 | 589.0305 | 703.1859 | 828.9755 | 969.5408 | 1134.6867 | 1345.6397 | 1614.7464 | 1919.3928 | 2217.2397 | 2469.7336 | 2654.2911 | 2775.7426 | 2847.2472 | 2885.1375 | 2906.5897 | 2928.0103 | 2953.8571 | 2981.9422 | 3009.5921
PC Office Equipment - Computers | 0 | 0 | 0 | 238.0307 | 504.5766 | 1187.147 | 2273.9552 | 3176.7589 | 3532.7605 | 3644.6292 | 3730.2344 | 3816.229 | 3896.9789 | 3980.5176 | 4066.5935 | 4149.871 | 4225.6205 | 4293.4679 | 4356.363 | 4411.9521 | 4467.7232 | 4525.0252 | 4589.9544 | 4662.9083 | 4739.7156 | 4816.6844
PC Office Equipment - Servers | 0 | 0 | 0 | 95.2123 | 201.8306 | 474.8588 | 909.5821 | 1270.7036 | 1413.1042 | 1457.8517 | 1492.0938 | 1526.4916 | 1558.7916 | 1592.207 | 1626.6374 | 1659.9484 | 1690.2482 | 1717.3872 | 1742.5452 | 1764.7808 | 1787.0893 | 1810.0101 | 1835.9818 | 1865.1633 | 1895.8862 | 1926.6737
Refrigeration | 0 | 0 | 0 | 0 | 0 | 0 | 0 | 0 | 0 | 0 | 0 | 0 | 0 | 0 | 0 | 0 | 0 | 0 | 0 | 0 | 0 | 0 | 0 | 0 | 0 | 0
Ventilation | 0 | 0 | 0 | 45.9825 | 104.7166 | 184.5266 | 284.8391 | 401.1678 | 525.8296 | 650.3833 | 767.6128 | 884.7517 | 1015.3437 | 1152.3149 | 1279.9165 | 1385.6697 | 1463.0112 | 1513.5071 | 1546.6784 | 1567.8191 | 1581.8853 | 1593.8411 | 1607.563 | 1623.5257 | 1639.8883 | 1655.4028
Commercial Water Heating | 0 | 0 | 0 | 72.2017 | 162.0454 | 164.2417 | 167.4589 | 172.5226 | 178.4616 | 184.6117 | 190.1406 | 195.8387 | 203.161 | 211.9178 | 211.5659 | 189.057 | 148.4797 | 100.5274 | 57.5689 | 27.1229 | 10.0843 | 2.7907 | 0.51233 | 0.046796 | 0 | 0
Grand Total | 0 | 0 | 0 | 9695.2346 | 12591.4131 | 20436.3879 | 31018.8199 | 38918.3592 | 42720.2199 | 45613.619 | 48926.6667 | 51370.7118 | 53171.0658 | 54683.3693 | 56368.9008 | 57785.0301 | 58911.0689 | 59908.8651 | 60832.0178 | 61595.5774 | 62232.7385 | 62811.8156 | 63457.65 | 64321.1914 | 65237.457 | 66158.4932
Note on A13: Boyd, Erin: Cooling - Central AC, Cooling - Chiller, Cooling - Other, percentage of Cooling - HP
Note on A14: Boyd, Erin: Heating - Other, Percentage Heating - HP
Note on A15: erin.boyd: Hot Water
Note on A16: erin.boyd: Indoor Lighting, Outdoor Lighting
Note on A17: Boyd, Erin: Clothes dryers, clothes washers, cooking, dishwashers, freezers
Note on A18: Boyd, Erin: Personal computers and TVs
Note on A20: erin.boyd: Copiers/Printers, Other Electronics, Display, Computer, Server
Note on A21: Boyd, Erin: Other Uses